## VERSION_CONTROL
Date Released | Version | Comments
2012-05-14 | 1 | Revised Code List to support ELEC_MANUF & MODEL and signal devices by SIGNAL_CONTROL_TYPE per request from Byers
2012-06-07 | 2 | Master Code List released for ITSFM Encoding
2012-06-11 | 3 | Revised KEY_TYPE, Added Unknown, #2/Padlock
2012-06-12 | 4 | Revised FIBER_DEVICE_MODEL, added GarrettCom, model-CS14P, added ELEC_MODEL- ENCO, SPA 300
2012-06-13 | 5 | Revised FILTER SIZE, added multiple filter sizes
2012-06-14 | 6 | Revised FIBER_DEVICE_MODEL, added GarrettCom, model-CS14H and GE Security, models DE7200-M, D7430WDM, D7130WDMA, D7130WDM, D7130WDMB, Added FIBER_DEVICE_MANUF: SMP Data Communications
2012-06-15 | 7 | Revised ELEC_MANUF, added Reliance, ELEC_MODEL, added CSR-301, BREAKER_QTY_AMP_RATING, added 1-5/80 AMP, PANEL_SIZE, delete (') ft-symbol. ITS_DEVICE_MODEL, (Daktronics) added VF-1000-27x125-18-A, VF-1000-27x125-12-A, VF-1300- 32x80-9-A, VF-20X0-27X105-66-X, VF-20X0-27x125-66-X, VF-21X0-27x105-66-X, AX8700-9X36-18A, (Adaptive) AX8700-9X36-18A, AX8700-9X90-18A, AX8700-27X90-18A, (Vultron) F-042-A, ITS_DEV_MANUF: added ADDCO, COMM_DEVICE_DEVICE_TYPE: added 0A-1248-0020,
2012-07-03 | 8 | Created new codes for LID_BOLT_TYPE
2012-07-16 | 9 | Added: Cabinet Surge Protection, Enclosure Panel Surge, Transfer Switch, Equipment Cabinet, Media Converters and DMS Model
2012-07-25 | 10 | Added: Ethernet Switch / Router, Nortel, OPTera Metro 5200
2012-08-07 | 11 | Added: Filter Type = Sponge; Filter Size = 10"x 18"; Key Type = Swipe Card; Type = FTE, Manuf = Fiber Options, Model = 9900-T; Type = FSR, Manuf = Cisco & Model = 3750E; Type =DWM, Manuf = Cisco & Model = ONS 15454; Updated FIBER DEVICE MODEL & FIBER DEVICE MANUF worksheets; Renamed worksheets ELEC_DEVICE_TYPE to ELECTRIC_DEV_TYPE; ELEC_MANUF to ELECTRIC_DEV_MANUF; ELEC_MODEL to ELECTRIC_DEV_MODEL. Inserted new worksheet: ELECTRIC_DEV_SUBTYPE Worksheet ITS_DEV_MODEL-> Changed ITSM20 code to ITM087. Added : MOXA to ITS_COMM_DEV_MODEL; FM0063 through FM0065 to FIBER_DEV_MANUF; Added FDM155 through 162 to FIBER_DEV_MODEL; Renamed FM0011 to FM0019
2012-08-08 | 12 | Added: FDM163, FastIron Edge X424 Premium, FM0016, FSR
2012-08-13 | 13 | Change ELECTRIC_DEV_MANUF - Ditek CD from SURGM16 to SURGM17 and Added DEHN (Manuf) and Models: DEHNguard DG 150 & DG S 150
2012-08-17 | 14 | ELECTRIC_DEV_MANUF: Added codes UPSM08, TSMF07, SURGM13, SPDM35; ELECTRIC_DEV_MODEL: Added DCWM01,SPD051 to SPD060, TSMD13, UPS008, UPS010, UPS025. Updated UPS026, UPS027, SPD062. FIBER_DEV_MODEL: Added FDM008,FDM059, FDM165 through FDM178. Deleted FDM030, FDM031 FIBER_DEV_MANUF: Added FM0050, FM0051, FM0066 through FM0076. ITS_DEV_MANUF: Added IM019, IM020, IM021, IM023,IM024, IM028, IM029 & IM030 ITS_DEV_MODEL: Added ITM005, ITM006, ITM007, ITM008, ITM011, ITM014, ITM015, ITM016, ITM086 ITS_COMM_DEV_MANUF:Added ETHWAN, GRTCOM1, CISCO1 ITS_COMM_DEV_MODEL: Added DAKTRN04, FIRTID02, GRTCOM06, GRTCOM07, GRTCOM08. Modified GRTCOM01,GRTCOM05,GRTCOM02,GRTCOM03,GRTCOM04, VBK04, VBK05, VICON103 MANHOLE_SIZE: Added 281218
2012-08-23 | 15 | MANHOLE SIZE: Added 2488, Added: conductor_awg: 0 &1 AWG, Added: COMM_SRV_TYPE: 'TELETH','Telco - Ethernet', Added: ANTENNA_TYPE: 'GRDDSH','Grid Dish'
2012-08-24 | 16 | FIBER_DEV_MODELs with GarrettCom, MC, changed from FM0051 to FM0019, Changed CD's on LID_BOLT_TYPE
2012-08-27 | 17 | Changed GE to GE Security, FIBER_DEV_MANUF_CD from ‘FM0052’ to ‘FM0075’, & FIBER_DEV_TYPE_CD from MC to FSR, Added 4 devices
2012-08-28 | 18 | Created: DATA_CABLE_TYPE (DATA_CABLE_TYPE_CD,DATA_CABLE_TYPE_DESC) values ('DCAB05','Phone')
2012-09-21 | 19 | Added: INNERDUCT_TYPE = (‘MCELL’,’MaxCell’), DUCT_TYPE= (‘BPFG’, ‘Bullet Resistant Fiberglass’), ('BPFGMC', 'Bullet Resistant Fiberglass Multi-cell') MANHOLE_SIZE ('403032','40"x30"x32"')('241618','24"x16"x18"') UPS-Minuteman- EBP36XL & E1500RM2U, CABSURG-Siemens- TPS-ASAI, CABSURG-Ditek- DTK-120/240CM, TRANSFSW-Square D- DT321RB
2012-09-23 | 20 | Added: VDS-ITS_DEV_MANUF_CD=IM047(Sensys), ITS_DEV_MODEL_CD=ITM088(AP240-ES), (Ditek) DTK-600-3CM
2012-10-24 | 21 | Added: Manuf-I.T.E, Model- PW130, Eclips-120H, MTL/Atlantic Sceintific-90489 & 91926, Vbrick-9174-42-0002, Tec-OPTIX Solutions-Unknown, EtherWan-EX9600-00-1A & EX9608-00-1-A, Multiple ELECTRIC_DEV_MANUF & MODEL additions.
2012-10-25 | 22 | Counties added
2012-11-02 | 23 | Added: RADIO-Ubiquiti-Nanostation M (NSM5) & Air Fiber (AF24), RWIS-Microcom-Wind Sensor-DL-XP1
2012-11-26 | 24 | Added: ('MEANWELL','MeanWell','CTL-DMS') ('MEANWELL','MEANW01','SP-200-12','CTL-DMS')('MEANWELL','MEANW02','Unknown','CTL-DMS')('GRTCOM','GRTCOM09','RMC40','MECV')('GRTCOM','GRTCOM10','Unknown','MECV')('FIRTID','FIRTID03','6202 HotPort','RADIO')('IM048','BiTrans','VDS')('IM048','ITM089','Unknown','VDS')('IM009','ITM090','VF-24X0-27x105-46-X','DMS')('FM0078','SMP','OPP')('FDM183','Unknown','FM0078','OPP')('FDM184','065-1100','FM0044','FSR')('PWRSF1','Power Safe','BTRY1','BATTERY')('SURGE49','10861 ZoneDefender 2','SURGM07','NA','CABSURG')('SURGE50','16801 ZoneDefender','SURGM07','NA','CABSURG')('SURGE51','HE 600','SURGM15','NA','CABSURG')('TSMD16','QO8-16L-100RB','TSMF04','NA','TRANSFSW')('TSMD17','RTSN100A3','TSMF03','NA','TRANSFSW') ('BTR013','SBS 100F','PWRSF1','BTRY1','BATTERY')('LDM04','CLS','CEPM-3214')('LDM05','CLS','Unknown')('LDM06','MGS','CLDMG2-EXT')('LDM07','MGS','Unknown')('LDM08','MGV','Unknown')
2012-12-07 | 25 | Added:ELECTRIC_DEV_MODEL ('SPD081','ZB24551','SPDM04','DATA','SURGEPRT') ('TSMD18','DTU223RB','TSMF04','NA','TRANSFSW'); ('UPS035','SUA300RMXL3U','UPSM02','NA','UNINTPWR'); ('GEMD19','IDL-C30-3JU','GEMF01','NA','STNDBGEN'); ('SURGE52','ZoneMaster Series','SURGM07','NA','CABSURG'); ('TSMD19','DTU224NRB','TSMF04','NA','TRANSFSW'); FIBER_DEV_MODEL('FDM185','FastIron SX800','FM0016','FSR'); MANHOLE_SIZE('362448','36" x 24" x 48"'); ('241212','24" x 12" x 12"'); ELECTRIC_AMP_CD('AMP28','45 AMP'); KEY_TYPE ('LaserCut Medeco')
2012-12-18 | 26 | Added:ITS_COMM_DEV_MODEL('DIGI','DIG05','TS4H','PTS');ITS_DEV_MODEL('IM009','ITM091','VF2000-27-125-18-A','DMS'), OWNER's, RWIS_SENSOR_MANUF
2013-01-04 | 27 | Added: RWIS_SENSOR_MODEL('RSM37','RWIS17','HUMTY','Unknown'), ('RSM38','RWIS36','TEMP','Unknown') MANHOLE_SIZES-18"x 18"x 18", 30"x 24"x 42", 42"x 36"x 24", 48"x 30"x 24",ELECTRIC_DEV_MANUF('PSM27','Triton Power','NA','PWRSUPLY'),ELECTRIC_DEV_MODEL('PSMD53','SPN-270-24','PSM27','NA','PWRSUPLY'),('SURGE53','AG6503','SURGM06','NA','CABSURG'),ITS_DEV_MODEL('IM002','ITM092','SVFT-PR23','CAM'),CONDUCTOR_AWG ('1-0AWG','1/0 AWG')('2-0AWG','2/0 AWG') ('3-0AWG','3/0 AWG')('UNK','Unknown')ELECTRIC_DEV_MANUF('TSMF09','Emerson','NA','TRANSFSW'),ELECTRIC_DEV_MODEL('TSMD20','Series 300','TSMF09','NA','TRANSFSW'), ITS_COMM_DEV_MODEL('GRTCOM','GRTCOM10','Magnum CS14P','MECV')
2013-02-01 | 28 | Added:RWIS_SENSOR_TYPE('PVMT','Pavement Sensor'), ('DPLVPRES','Depth Level Pressure'), ('BARPRES','Barometric Pressure'), RWIS_SENSOR_MANUF ('RWIS37','Optical Scientific, Inc','PRECP'), ('RWIS38','Optical Scientific, Inc','VSBLY'), ('RWIS39','Quixote','PVMT'), ('RWIS40','Druck','DPLVPRES'), ('RWIS41','SSI','BARPRES') RWIS_SENSOR_MODEL('RSM39','RWIS20','TEMP','72657501'), ('RSM40','RWIS17','HUMTY','72657501'), ('RSM41','RWIS37','PRECP','OSI-430-DR'), ('RSM42','RWIS38','VSBLY','OSI-430-DR'), ('RSM43','RWIS12','SPEED','WMT700'), ('RSM44','RWIS39','PVMT','FP 2000'), ('RSM45','RWIS40','DPLVPRES','1830'), ('RSM46','RWIS41','BARPRES','76702091')ITS_DEV_MODEL ('IM031','ITM093','RAS917-LSE','CAM')('IM016','ITM094','VMSLED-W-3-18F-27x105-1','DMS')ELECTRIC_DEV_MODEL ('SPD082','DTK-2MHLPB','SPDM10','LOWV','SURGEPRT')('SPD083','22043','SPDM12','LOWV','SURGEPRT')('SPD084','24548','SPDM12','LOWV','SURGEPRT')('PSMD54','8VJBOX2','PSM02','NA','PWRSUPLY')
2013-02-05 | 29 | MANHOLE_SIZE('825248','82" x 52" x 48"')('363612','36" x 36" x 12"')('424212','42" x 42" x 12"')('301020','30" x 10" x 20"')('36812','36" x 8" x 12"')('12128','12" x 12" x 8"')('241512','24" x 15" x 12"')('24168','24" x 16" x 8"')('36368','36" x 36" x 8"')('42R','42" Round')('241612','24" x 16" x 12"')('342224','34" x 22" x 24"')('424224','42" x 42" x 24"')
2013-02-28 | 30 | FIBER_DEV_MANUF('FM0079','Comtrol','FSR'), Fiber_Dev_Model('FM0079','RocketLinx ES8510-XT','FDM186','FSR'), ('FM0079','Unknown','FDM187','FSR'), ITS_COMM_DEV_MODEL('TELEST','TEL0401','MPC-E2','ENCO'), ('TELEST','TEL0402','MPC-E4','ENCO'),ITS_DEV_MODEL, ('IM035','ITM095','Smart Sensor 105V','VDS')
2013-03-20 | 31 | Replaced "Apha" with "Alpha Cell" for SubType-"Battery" in ELECTRIC_DEV_MODEL
2013-04-19 | 32 | Added: Manhole Size; 42" x 42" x 36", 36" x 24" x 30", 24" x 16" x 24", Added Cabinet Type:OZ140061050TC, 3L105LMXF0S18W, Mark IV, Added: FIBER_DEV_MANUF; ('FM0080','iMPath','FSR'), FIBER_DEV_MODEL; ('FDM188','i4222','FM0080','FSR'), Added: ITS_COMM_DEV_MODEL('MARKIV','MARKIV02','FP10000','CTL-DMS')
2013-05-15 | 33 | Added:ITS_COMM_DEV_MANUF;('RUGGED','RuggedCom','PTS'), ITS_COMM_DEV_MODEL; ('RUGGED','RUGGED01','RS400','PTS'), KVA; ('KVA021','9 KVA')ITS_DEV_MODEL('IM009','ITM096','VF-2020-27x125-66-A','DMS') Changed MANUFACTURER, Hubble to "Hubbell",Added:ELECTRIC_DEV_MODEL, ('SURGE54','Zone Defender Plus','SURGM07','NA','CABSURG')('TSMD22','40281-337-01','TSMF04','NA','TRANSFSW')('SPD085','24587','SPDM12','LOWV','SURGEPRT')FIBER_DEV_MODEL ('FDM189','i4222','FM0080','FSR')
2013-06-01 | 34 | ITS_COMM_DEV_MODEL, ('TRSCR','TRSCR02','Encompass 5','CTL-TTS') STATION_CLASS (STATION_CLASS_CD,STATION_CLASS_DESC) Values ('FB2','FB2'); (STATION_CLASS_CD,STATION_CLASS_DESC) Values ('FBT','FBT');
2013-08-05 | 35 | FIBER_DEV_MANUF ('FM0081','GE Security','FBM'); ('FM0082','Comtrol','PS') FIBER_DEV_MODEL ('FDM190','VDT14100WDM','FM0081','FBM')('FDM191','RTS-2P','FM0082','PS') ('FDM192','RS900-24-D-T2-T2','FM0036','FSR')('FDM193','SXL 04300','FM0049','FSR') ELECTRIC_DEV_MANUF('ALPHA1','Alpha','BTRY1','BATTERY')('COMTROL1','Comtrol','NA','PWRSUPLY'); ELECTRIC_DEV_MODEL('BTR014','1810017','ALPHA1','BTRY1','BATTERY')('PSMD55','S28WPS-1','PSM17','NA','PWRSUPLY');('PSMD56','PS1020','COMTROL1','NA','PWRSUPLY') ITS_COMM_DEV_MANUF ('VAISALA','Vaisala','CTL-HARS') ITS_COMM_DEV_MODEL ('GRTCOM','GRTCOM11','Magnum CS14','MECV'); ('VAISALA','VAISALA01','Black Max DRTXM4','CTL-HARS'); ('VAISALA','VAISALA02','Flash Max Fiber 600','CTL-HARS') RADIO_FREQ ('1640000','1640.000')
2013-09-15 | 36 | ITS_COMM_DEV_MODEL('COTCP2','COTCP202','RTS-2P','PTS' )MANHOLE_SIZE (MANHOLE_SIZE_CD,MANHOLE_SIZE_DESC) VALUES ('122418','12" x 24" x 18"'); ('132418','13" x 24" x 18"'); ('223430','22" x 34" x 30"'); ('243630','24" x 36" x 30"'); RTE_MH_TYPE (MANHOLE_TYPE_CD,MANHOLE_TYPE_DESC) VALUES ('RSV','Round Fib Spl Vault'); LID_BOLT_TYPE (LID_BOLT_TYPE_CD,LID_BOLT_TYPE_DESC) VALUES ('3/8SB','3/8" Standard Bolt'); ('3/8PS','3/8"Penta Star Bolt');OWNER (OWNER_CD,OWNER_DESC) VALUES ('OC031','TowerComm III'); ('OC032','Alachua Co.'); ('OC033','Univ. FL'); ('OC034','Cingular Wireless'); ('OC035','Palm Beach Co.'); ('OC036','MetroDade'); ('OC037','Univ. of S. Florida')
2013-10-06 | 37 | ITS_COMM_DEV_MANUF ('LANTECH','Lanteck','MECV'); ITS_COMM_DEV_MODEL ('LANTECH','LANTECH01','CM-011-SC','MECV'); ('BOSCH2','BOSCH203','VideoJet_10','ENCO'); FIBER_DEV_MODEL ('FDM194','Summit_X450a','FM0024','FSR'); ('FDM195','Summit_X450','FM0024','FSR'); ('FDM196','8024L2','FM0061','FSR'); ELECTRIC_DEV_MODEL ('UPS037','Enterprise_E750','UPSM05','NA','UNINTPWR');('UPS038','RPM','UPSM05','NA','UNINTPWR'); ITS_DEV_MODEL ('IM036','ITM097','AutoDome_500i','CAM');
2013-10-25 | 38 | CALL_SIGN (CALL_SIGN_CD,CALL_SIGN_DESC) VALUES ('WQOH545','WQOH545')
2013-11-20 | 39 | Code Updates for Antenna, Tower Lighting, Side Markers, Comm Cables, Connectors, Fiber Devices, Electical, ITS Comm Devices, ITS Devices
2013-12-04 | 40 | Added: Beacon Size- 4", Panel Size- 1.5ft x 3ft
2013-12-19 | 41 | ITS_COMM_DEV_TYPE:('CTL-TWRL','Controller- Tower Lighting','') ITS_COMM_DEV_MANUF('TWR1','TWR','CTL-TWRL')('FLASHTCH','Flash Technology','CTL-TWRL')('R3AFLG','R3A Fuelgraff','CTL-TWRL')('ROHN1','Rohn','CTL-TWRL')('UNK','Unknown','CTL-TWRL')ITS_COMM_DEV_MODEL('TWR1','TWR101','E-1DB','CTL-TWRL')('TWR1','TWR102','E2','CTL-TWRL')('TWR1','TWR103','E3','CTL-TWRL')('TWR1','TWR104','Unknown','CTL-TWRL')('FLASHTCH','FLASHTCH01','PC 312-3E','CTL-TWRL')('FLASHTCH','FLASHTCH02','PC 310','CTL-TWRL') ('FLASHTCH','FLASHTCH03','FTB 301-4','CTL-TWRL')('FLASHTCH','FLASHTCH04','PC 324-1E','CTL-TWRL')('FLASHTCH','FLASHTCH05','PC 324-1A','CTL-TWRL')('FLASHTCH','FLASHTCH06','Unknown','CTL-TWRL')('R3AFLG','R3AFLG01','Honeywell Flashguard 2000','CTL-TWRL') ('R3AFLG','R3AFLG02','Honeywell Flashguard 3000','CTL-TWRL')('R3AFLG','R3AFLG03','Unknown','CTL-TWRL')('ROHN1','ROHN101','A3LCA','CTL-TWRL')('ROHN1','ROHN102','Unknown','CTL-TWRL')
| 42 | Corrected typo in Antenna_Model and Antenna_Manuf
| 43 | TOWER_MANUF: ('UNKTOW','Unknown') LIGHT_CONTROL_MANUF: ('TWR1','TWR'); ('FLASHTCH','Flash Technology'); ('R3AFLG','R3A Fuelgraff'); ('ROHN1','Rohn'); LIGHT_CONTROL_MODEL: ('TWR101','TWR1','E-1DB'); ('TWR102','TWR1','E2'); ('TWR103','TWR1','E3'); ('TWR104','TWR1','Unknown'); ('FLSHT01','FLASHTCH','PC 312-3E'); ('FLSHT02','FLASHTCH','PC 310'); ('FLSHT03','FLASHTCH','FTB 301-4'); ('FLSHT04','FLASHTCH','PC 324-1E'); ('FLSHT05','FLASHTCH','PC 324-1A'); ('FLSHT06','FLASHTCH','Unknown'); ('R3AFLG01','R3AFLG','Honeywell Flashguard 2000'); ('R3AFLG02','R3AFLG','Honeywell Flashguard 3000'); ('R3AFLG03','R3AFLG','Unknown'); ('ROHN101','ROHN1','A3LCA'); ('ROHN102','ROHN1','Unknown'); POLARIZATION: ('UNK','Unknown')
| 44 | KEY_TYPE: I-10, #C123, TPK, #68, SC22, Y4, Key, Unknown, building_mtl: Concrete Block, Unknown, radio_freq: Unknown
| 45 | MANHOLE_SIZE: ('39R','39" Round'), KEY_TYPE: ('Tubular'), RWIS_SENSOR_TYPE: ('SOLARRAD','Solar Radiation'), RWIS_SENSOR_MANUF: ('RWIS42','LI-COR','SOLARRAD')('RWIS43','Met One Instruments','BARPRES'), RWIS_SENSOR_MODEL: ('RSM47','RWIS42','SOLARRAD','Pyranometer');('RSM48','RWIS42','SOLARRAD','Unknown');('RSM49','RWIS02','DIRECT','85000');('RSM50','RWIS37','PRECP','OWI-430);RSM51','RWIS37','PRECP','Unknown');('RSM52','RWIS36','TEMP','17574');('RSM53','RWIS36','TEMP','Unknown');('RSM54','RWIS43','BARPRES','092');('RSM55','RWIS43','BARPRES','Unknown') ITS_DEV_TYPE_CD changed TTS to AVI, ITS_DEV_MODEL tab-Changed TTS to AVI
| 46 | FUEL_TYPE: ('UNK','Unknown'), STATION_CLASS: ('LR','LR'), KVA: ('KVA022','12.5 KVA'), ('KVA023','43.75 KVA'), ('KVA024','56.25 KVA'), FUEL_TANK_TYPE: ('UNK','Unknown'), PHASE_QTY: ('UNK','Unknown'), OWNER: ('OC038','FHP'), ELECTRIC_DEV_MODEL: ('TSMD59','OTCA-7913871','TSMF02','NA','TRANSFSW'), KEY_TYPE: #C123, #68, Multiple FIBER_DEV_MANUF, FIBER_DEV_MODEL, ELECTRIC_DEV_MANUF, ELECTRIC_DEV_MODEL
| 47 | FIBER_DEV_MANUF,'FM0089',('Method Electronics'),'OPP' FIBER_DEV_MODEL, ('FDM219','FCX648S','FM0049','FSR'), ('FDM220','MWIC-E24','FM0089','OPP'),CABINET_TYPE ('CT30','NEMA 4X'), ANTENNA_MANUF ('TRANSC','Transcore') ANTENNA_MODEL, ('ATMD71','TRANSC','AD3152') ITS_COMM_DEV_TYPE ('CTL-AVI','Controller- AVI','') ITS_COMM_DEV_MANUF ('TRSCR2','Transcore','CTL-AVI'), ITS_COMM_DEV_MODEL ('TRSCR2','TRSCR201','E6/19105-01','CTL-AVI') ELECTRIC_DEV_MODEL('TSMD59','OTCA-7913871','TSMF02','NA','TRANSFSW')
| 48 | MANHOLE_SIZE:('487860','48" x 78" x 60"'); KEY_TYPE: ('C1'); ('SC1');('M1'); ELECTRIC_DEV_MANUF ('SPDM38','Meanwell','LOWV','SURGEPRT'), ('SPDM39','Citel','LOWV','SURGEPRT'); ELECTRIC_DEV_MODEL: ('SPD086','MDR-60-24','SPDM38','LOWV','SURGEPRT'); ('SPD087','DS220-24','SPDM39','LOWV','SURGEPRT'); ('SPD088','DLAZ-06D3','SPDM39','LOWV','SURGEPRT'); LID_BOLT_TYPE_CD, NONE
| 49 | ELECTRIC_DEV_MODEL: ('UPS047','NXb20','UPSM04','NA','UNINTPWR'); ('TSMD64','OTECC-7222701','TSMF02','NA','TRANSFSW'); FIBER_DEV_MANUF: ('FM0090','Telebyte','MC'); FIBER_DEV_MODEL: ('FDM221','TT3030WDM','FM0063','MC'); ('FDM222','Unknown','FM0063','MC'); ('FDM223','Unknown','FM0052','MC'); ('FDM224','373','FM0090','MC'); ('FDM225','Unknown','FM0090','MC')
2014-05-05 | 50 | Antenna Location CD: added leg combinations Radio Freq: Added 75.58, Manhole Size: 38" x 26" x 30", ELECTRIC_DEV_MANUF: ('TSMF12','Detroit Diesel','NA','TRANSFSW') ELECTRIC_DEV_MODEL: ('TSMD65','RLS-164231-0400','TSMF12','NA','TRANSFSW'); ('TSMD66','Unknown','TSMF12','NA','TRANSFSW'); ('TSMD67','1771640200','TSMF03','NA','TRANSFSW'); ('TSMD68','OTEC 125','TSMF02','NA','TRANSFSW'); ('TSMD69','Unknown','TSMF02','NA','TRANSFSW'); ('GEMD95','15DSKAB','GEMF22','NA','STNDBGEN'); ('GEMD96','25DSKCA','GEMF22','NA','STNDBGEN'); ('GEMD97','10DSKAA','GEMF22','NA','STNDBGEN'); FIBER_DEV_MODEL: ('FDM226','RTCL72B','FM0078','OPP'); ITS_COMM_DEV_MODEL: ('HARRIS','HARRIS07','DVM EXCELL','RADIO'); RWIS_SENSOR_TYPE ('ATMOENVI','Atmospheric and Environmental'); ('PRECVISI','Precipitation and Visibility'); RWIS_SENSOR_MANUF: ('RWIS44','Vaisala','BARPRES'); ('RWIS45','Vaisala','ATMOENVI'); ('RWIS46','Vaisala','PRECVISI'); RWIS_SENSOR_MODEL: ('RSM56','RWIS44','BARPRES','PTB110'); ('RSM57','RWIS44','BARPRES','Unknown'); ('RSM58','RWIS45','ATMOENVI','HMP155'); ('RSM59','RWIS45','ATMOENVI','Unknown'); ('RSM60','RWIS46','PRECVISI','PWD12'); FIBER_DEV_MODEL: ('FDM227','RX1500','FM0036','FSR'); ('FDM228','RX1501','FM0036','FSR'); MANHOLE_SIZE: ('602848','60" x 28" x 48"'); ('24818','24" x 8" x 18"'); ('573324','57" x 33" x 24"'); ELECTRIC_DEV_MANUF ('SURGM20','APT','NA','CABSURG'); ('PWMF09','Synaccess','NA','PWRMGMT'); ('TRFM01','Eaton','NA','TRANSFMR'); ('ENERSYS1','Enersys','BTRY1','BATTERY'); ELECTRIC_DEV_MODEL: ('SURGE60','ST01XCS104XA2','SURGM20','NA','CABSURG'); ('SURGE61','2AXO18CX10TS','SURGM20','NA','CABSURG'); ('SURGE62','S50A347V2PNP','SURGM20','NA','CABSURG'); ('SURGE63','Unknown','SURGM20','NA','CABSURG'); ('PWM018','NP-0808DT','PWMF09','NA','PWRMGMT'); ('TSMD70','K-164231-0400','TSFM11','NA','TRANSFSW')('PWM019','Unknown','PWMF09','NA','PWRMGMT'); ('TRF001','S60D12P16P','TRFM01','NA','TRANSFMR'); ('TRF002','S60D11S05','TRFM01','NA','TRANSFMR'); ('TRF003','Unknown','TRFM01','NA','TRANSFMR'); ('BTR026','PowerSafe SBS100F','ENERSYS1','BTRY1','BATTERY'); ('GEMD98','45EM','GEMF07','NA','STNDBGEN'); ELECTRIC_AMP_CD: ('AMP30','6 AMP')
2014-05-17 | 51 | ITS_COMM_DEV_MANUF: ('CONTWEB1','Control by Web','CTL-HARS'); ITS_COMM_DEV_MODEL: ('CONTWEB1','CONTWEB101','X-301-I','CTL-HARS'); ELECTRIC_DEV_MANUF: ('CDTECH1','C'¦¦'&'¦¦'D Technologies','BTRY1','BATTERY'); ('PSM33','Samlex America','NA','PWRSUPLY'); ELECTRIC_DEV_MODEL: ('BTR027','TEL 12-45','CDTECH1','BTRY1','BATTERY'); ('BTR028','181-013-10','ALPHA1','BTRY1','BATTERY'); ('PSMD74','RPS1207','PSM33','NA','PWRSUPLY');
2014-05-16 | 52 | FIBER_DEV_MODEL: ('FDM229','CCH-02U','FM0001','OPP'); ELECTRIC_DEV_MANUF: ('CSB1','CSB','BTRY1','BATTERY'); ('SPDM40','CYLIX','VIDEO','SURGEPRT'); ('PSM34','APS','NA','PWRSUPLY'); ('PWMF10','Synaccess','NA','PWRMGMT'); ELECTRIC_DEV_MODEL: ('BTR029','FXM650-24','ALPHA1','BTRY1','BATTERY'); ('BTR030','SBS 100F','ENERSYS1','BTRY1','BATTERY'); ('BTR031','GP 12340','CSB1','BTRY1','BATTERY'); ('BTR032','Unknown','CSB1','BTRY1','BATTERY'); ('UPS049','FXM2000','UPSM01','NA','UNINTPWR'); ('SPD089','DIN-BNC-HD','SPDM40','VIDEO','SURGEPRT'); ('SPD090','Unknown','SPDM40','VIDEO','SURGEPRT'); ('SPD091','DS220-24DC','SPDM39','LOWV','SURGEPRT'); ('SPD092','DLA-06D3','SPDM39','LOWV','SURGEPRT'); ('PSMD75','Device Master','COMTROL1','NA','PWRSUPLY'); ('PSMD76','Unknown','COMTROL1','NA','PWRSUPLY'); ('PSMD78','IPU63-105','PSM11','NA','PWRSUPLY'); ('PSMD78','IPU63-105','PSM11','NA','PWRSUPLY'); ('PSMD79','TAA66-2803000AU','PSM34','NA','PWRSUPLY'); ('PSMD80','Unknown','PSM34','NA','PWRSUPLY'); ('SURGE64','S50A347V2PNP','SURGM02','NA','CABSURG'); ('SURGE65','ST01XCS104XA2','SURGM02','NA','CABSURG'); ('SURGE66','2AX018CX1TS','SURGM02','NA','CABSURG'); ('PWM020','Net Booter NP-0808DT','PWMF10','NA','PWRMGMT'); ('PWM021','Unknown','PWMF10','NA','PWRMGMT');
2014-07-11 | 53 | FIBER_DEV_MODEL & FIBER_DEV_MANUF (Updated MANUFACTURERr codes for RuggedCom). FIBER_DEV_MANUF:Added (FM0081, GE Security, FBM); ITS_COMM_DEV_TYPE (Deleted CTL_HART) (updated CTL-HARS description to Controller – HAR Sign / Transmitter) RADIO_TYPE ('RFIDT','RFID Transceiver'); ITS_COMM_DEV_MANUF ('TRSCR02','TransCore','RADIO'); ITS_COMM_DEV_MODEL; ('TRSCR02','TRSCR0201','E6/19105-01','RADIO'); ITS_COMM_DEV_MANUF('MHCOR01','MH Corbin','CTL-HARS') ITS_COMM_DEV_MODEL ('MHCOR01','MHCOR0101','EC100','CTL-HARS'); ('KENWOOD','KENWD03','TKR-840','RADIO') ('MDLND','MDLND2','71-0110C','RADIO'); ELECTRIC_DEV_MANUF('EPENN1','East Penn','BTRY1','BATTERY'); ('UPSM12','Emerson','NA','UNINTPWR'); ('TSMF13','Thompson Electronics','NA','TRANSFSW'); ('MNWELL1','Meanwell','NA','DCDCCNVR'); ELECTRIC_DEV_MODEL: ('BTR033','8A22NF','EPENN1','BTRY1','BATTERY'); ('BTR034','Unknown','EPENN1','BTRY1','BATTERY'); 'BTR035','90G11','EXIDE','BTRY1','BATTERY'); ('UPS050','FXM650-24','UPSM01','NA','UNINTPWR'); ('SURGE67','S50A347V2PNP','SURGM20','NA','CABSURG'); ('UPS051','Leibert PS1','UPSM12','NA','UNINTPWR'); ('UPS052','Unknown','UPSM12','NA','UNINTPWR'); ('TSMD72','TSC80','TSMF13','NA','TRANSFSW'); ('TSMD73','Unknown','TSMF13','NA','TRANSFSW'); ('DCPMD13','96PRE404AAE0','PCP','NA','DCPWRDIS'); ('DCDC08','SD-500L-12','MNWELL1','NA','DCDCCNVR'); ('DCDC09','Unknown','MNWELL1','NA','DCDCCNVR'); ITS_COMM_DEV_MANUF: ('TRSYS01','TX RX Systems','DUPLEXER'); ITS_COMM_DEV_MODEL: ('TRSYS01','TRSYS0101','Vary Notch 28-70-02A','DUPLEXER'); FIBER_DEV_MODEL: ('FDM230','TC1630','FM0055','FBM'); ('FDM231','Unknown','FM0055','FBM');
2014-08-18 | 54 | Added new Antenna Manufs and Models, Electric Manufs and Models, Fiber Models, ITS Comm Device Types (HUB, TIMING, CHNLBANK, VOIPGTWY), Manufs and Models. New Manhole size and Lid Bolt Type added and RWIS Sensor Model added.
2014-08-28 | 55 | Added new CALL SIGN CD and DESC, ELECTRIC DEV MANUFS and MODELS, FIBER DEV MODELS, ITS COMM DEV MANUFS and MODELS, LIGHT CONTROL MODEL, RADIO FREQ, RADIO TYPES, RWIS SENSOR MANUF and MODELS
2014-09-22 | 56 | Added new LID BOLT TYPE & DESC, MANHOLE SIZE DESC, ITS COMM DEV MANUF & MODEL, FIBER DEV MODEL, LANE COVERAGE CD & DESC, LANE CONTROL MANUF & MODEL, ACCESS CONTROLLER MANUF & MODEL, ELEC DEV MODEL
2014-10-20 | 57 | Consolidated MANUFACTURER in ELECTRIC_DEV_MANUF & ELECTRIC_DEV_MODEL; Added new LANE_COVERAGE_CD & DESC, BREAKER_QTY_AMP_RATING_CD, varies ELEC_DEV_MANUFS & MODELS, Updated Facility Owner Names, Deleted ELEC_DEV_MODELS (Cabinet Surge Protection and Surge Protector)
2014-11-07 | 58 | Added LOW_DEV_MODELS, ITS_DEV MANUF & MODELS, ITS_DEV_TYPE, Updates to ITS ITS_DEV_TYPE, Update to RWIS_SENSOR_MODEL_DESC, and additional MANHOLE_SIZE & MANHOLE_DESC
2014-12-05 | 59 | Added additional MANHOLE_SIZE & MANHOLE_SIZE_DESC, DEV_INPUT_VOLTAGE_CD, UTILITY_COMPANY_NAME, FILTER_TYPE & FILTER_SIZE, RADIO_FREQ_CD and DESC, CALL_SIGN_CD and DESC, DUCT_INSTALLATION_CD and DESC. Made changes to the RADIO_FREQ_DESC and changed all the FACILITY OWNER CODES
2015-01-23 | 60 | Added RADIO_FREQ_CD and DESC, CALL_SIGN_CD and DESC, New FIBER_DEV_MODEL, FIBER_DEV_TYPE, FIBER_DEV_MANUF & MODEL, CONTROLLER_TYPE, ITS_COMM_DEV_MANUF & MODEL, ELEC_DEV_MANUF & MODEL, ITS_DEV_MANUF & MODEL, ANTENNA_MANUF & MODEL, MANHOLE_SIZE
2015-03-03 | 61 | Added: MANHOLE_SIZE, ELEC_DEV_MANUF & MODELS, ITS_COMM_DEV_MANUF & MODELS, RWIS_SENSOR_MANUF & MODEL, OWNERS
2015-05-11 | 62 | Updated and Added: ELECTRIC_DEV_MANUFS & MODELS, FIBER_DEV_MANUF & MODEL, RWIS_SENSOR_MANUF & MODELS, ITS_COMM_DEV_TYPE, CONDUCTOR_AWG and ITS_COMM_DEV_MANUFS & MODELS
2015-08-03 | 63 | F
2015-10-20 | 64 | Updates and Revisions Include: MANHOLE_SIZES, ELEC_DEV_MANUFS & MODELS, ITS_DEV_MANUFS & MODELS, RWIS_SENSOR_MODELS, ITS_COMM_DEVICE_MODELS, New OWNERS Added, LOW_DEV_MODEL, KVA RATING, COMM_TYPE, CALL_SIGNS Added, FILTER_SIZES and CABINET_TYPE
2016-01-20 | 65 | Updates and Revisions Include: MANHOLE_SIZES, CABINET_TYPE, FIBER_DEVICE_MANUF & MODEL, ELEC_DEVICE_MANUF & MODEL, ASSET_ID_SOURCE, CONDUCTOR_AWG, ITS_COMM_DEV_MANUF & MODEL, and BATTERY
2016-05-02 | 66 | Updates and Additions include the following: COMM_TYPE, ELEC_DEV_MODEL, ANTENNA_TYPE, ANTENNA_MANUF & MODEL, POLE_MTL, MANHOLE_SIZE, FILTER_SIZE, UTILITY_PROVIDER, ITS_COMM_DEV_TYPE, ITS_DEV_MODEL, ITS_COMM_DEV_MANUF & MODEL, and OWNER
2016-08-12 | 67 | Updates and Revisions Include: MANHOLE_SIZES, CABINET_TYPE, FIBER_DEVICE_MANUF & MODELS, ELEC_DEVICE_MANUF & MODELS, CONDUCTOR_AWG, ITS_COMM_DEV_MANUF & MODELS, ELEC AMP, CCTV & MVDS, and BATTERY
2016-09-26 | 68 | Updates and revisions include: FIBER_DEV_MANUF & MODEL, ELEC_DEV_MANUF & MODEL, CABINET_VOLTAGE_RATING, ITS_COMM_DEV_MODEL_DESC, ITS_COMM_DEV_MODEL_DESC, ELECTRICAL_AMP & ANTENNA_MODEL
2016-10-10 | 69 | Revisions include the following: RADIO_CALL_SIGN, RADIO_FREQUENCY, ITS_COMM_DEV_MANUF & MODELS, FIBER_DEV_MANUF & MODELS, Update include: SIGNAL_CONTROL_MANUF, SIGNAL_CONTROL_MODEL
2016-12-07 | 70 | Revisions include the following: COMM_DEV_MANUF & MODEL, ELECTRIC_AMPS, ELEC_DEV_MANUF & MODEL, MANHOLE_SIZE, ITS_COMM_DEVICE_MANUF & MODEL, OWNER and FILTER_SIZE
2017-01-06 | 71 | Revisions include the following: Electric Device MANUFACTURER and Model, Fiber Device Model, ITS Comm device MANUFACTURER and Model and ITS Device MANUFACTURER and Model
2017-01-16 | 72 | Added ITS Device Model - CCTV Camera
2017-01-24 | 73 | Added ITS Device Model - CCTV Camera
2017-03-01 | 74 | Added Conduit Access Point LID BOLT TYPE, KEY TYPE, MANHOLE Sizes, FIBER DEVICE MODELS, ASSET ID SOURCE, ITS DEVICE MODEL, ELEC DEV MANUF & MODELS, DATA CABLE TYPE, FILTER TYPE, ITS COMM DEVICE MANUF & MODEL,
2017-06-09 | 75 | Added MANHOLE SIZE, ELEC DEVICE MODELS, TOWER MANUF, ELEC DEVICE MANUFS, FIBER DEVICE MODELS, KVA RATINGS, BREAKER QTY AMP RATINGS, ITS DEV MODEL, ITS COMM DEV MODEL, CONDUCTOR AWG
2017-11-13 | 76 | Added MANHOLE SIZE, CONDUCTOR AWG, ELEC DEVICE MODELS, UTILITY COMPANY NAME, LID BOLT TYPE, FACILITY OWNER, FIBER DEVICE MANUFACTURERR, FIBER DEVICE MODELS, ITS DEVICE MODELS, ITS COMM DEVICE MANUFACTURER AND MODELS, DMS USE,
2018-01-11 | 77 | Added ELECTRIC DEVICE MODELS, ITS DEVICE MODEL
2018-04-04 | 78 | Added ELECTRIC DEVICE MANUFACTURERS AND MODELS, CABINET TYPES, CCTV DEVICE TYPES, ITS DEVICE MANUFACTURERRS AND MODELS, FIBER DEVICE MANUFACTURERS AND MODELS, COMM DEVICE MANUFACTURERS AND MODELS, OWNERS, SIGNAL CONTROL DEVICE MANUFACTURERS AND MODELS, SENSORS MANUFACTURERS AND MODELS, ITS COMM DEVICE MANUFACTURERS AND MODELS
2018-04-06 | 79 | Added ELECTRIC DEVICE MANUFACTURERS AND MODELS,
2018-04-09 | 80 | Added ITS COMM DEVICE MODEL
2018-04-12 | 81 | Added ITS DEVICE MODEL and FIBER DEVICE MODELS
2018-05-22 | 82 | Added ITS COMM DEVICE MANUFACTURERS and MODELS, FIBER DEVICE MODELS, ITS DEVICE MANUFACTURERS and MODELS, ELECTRIC DEVICE MODELS, SIGNAL CONTROL DEVICE MODELS, INTERFACE_TYPE, KEY TYPE,
2018-06-11 | 83 | Added ITS COMM DEV MODEL, SERVING_AREA TAB
2018-06-25 | 84 | Added FIBER_DEVICE_MODELS, ELECTRIC_DEV_MANUF & MODEL
2018-08-09 | 85 | Added CABINET MODEL, FACILITY OWNER, ITS DEVICE MODEL,
2018-08-10 | 86 | Added BATTERY MODEL, ELECTRIC DEVICE MODELS
2018-08-13 | 87 | Added ITS COMM DEVICE MODEL
2018-09-24 | 88 | Added ITS_DEVICE_MAKE & ITS_DEVICE_MODEL
2018-10-04 | 89 | Added OWNER & SERVING_AREA
2018-10-09 | 90 | Added FIBER_DEVICE MODELS, EQUIPMENT CABINET MANUFACTURER & MODELS
2018-10-22 | 91 | Added OWNER, CABINET MANUFACTURER & MODEL, FIBER DEVICE MODEL, DMS MODEL
2018-11-16 | 92 | Added ITS DEVICE MODELS and MANUFACTURERS, CABINET MANUFACTURERS and MODELS,
2019-02-26 | 93 | Added CABINET MANUFACTURER and MODELS, Update CyberKey Authorizer MODELS, Remove duplicate entries, FIBER DEVICE TYPE, MANUFACTURERS and MODELS, COMMUNICATION MODELS, TOWER ANTENNA LOCATION, RWIS SENSORS, COMM DEVICE TYPE, CABINET TYPE, KEY TYPE, ITS DEVICE MANUFACTURERS and MODELS
2019-03-18 | 94 | Added BATTERY MODELS, ELECTRIC DEVICE MODELS, ITS DEVICE MODELS, FILTER SIZES, MANHOLE SIZE,
2019-04-05 | 95 | Added FACILITY OWNERS, CABINET MODELS, CCTV LOWERING DEVICES, FIBER DEVICES and MANUFACTURERS, ITS DEVICE MODELS, LOWERING DEVICE MODELS, UPDATED COUNTY CODES
2019-05-02 | 96 | Added ELECTRIC DEVICE MANUFACTURERS and MODELS, COMMUNICATION DEVICE MANUFACTURERS and MODELS, ANTENNA MANUFACTURER and MODEL, FIBER DEVICE MODEL, ITS COMM DEVICE TYPES, MANUFACTURERS and MODELS, ANTENNA MANUFACTURE and MODEL, POLARIZATION
2019-05-24 | 97 | Added FIBER DEVICE MANUFACTURER and MODEL. FIBER DEVICE MODELS, BATTERY MANUFACTURER and MODEL, FACILITY OWNER, SERVING AREA, ELECTRIC DEVICE MODELS, COMM DEVICE MODELS, CCTV MODELS,
2019-06-01 | 98 | Added CCTV MODELS, ELECTRIC DEVICE MODELS,
2019-06-24 | 99 | Added ITS DEVICE MODELS. FIBER DEVICE MODEL
2019-08-08 | 100 | Added ITS DEVICE MODELS, SERVING AREAS
2019-08-25 | 101 | Added CONDUIT ACCESS POINT SIZE, OPTICAL PATCH PANEL MODEL
2019-09-17 | 102 | Added SERVING AREA, OWNER, ITS COMM DEVICE MANUFACTURERS AND MODELS, CCTV DEVICE, RWIS SENSORS, CABINET MANUFACTURER AND MODEL, FILTER SIZE, FIBER DEVICE MODEL,
2019-11-08 | 103 | Added SERVING AREA, OWNER, MANHOLE SIZE, FIBER DEVICE MODELS, ASSET ID SOURCE, SIGNAL USAGE
2019-11-13 | 104 | Added new ELECTRIC DEVICE MODELS
2019-11-21 | 105 | Added ELECTRIC DEVICE MODELS and FIBER DEVICE MODELS
2019-11-26 | 106 | Adsded ELECTRIC DEVICE MODELS, FIBER DEVICE MODELS, ITS COMMUNICATION DEVICE MODELS, RWIS SENSOR
2019-12-02 | 107 | Added ELECTRIC DEVICE MODEL. ITS COMM DEVICE MODEL ITS DEVICE MODEL
2020-01-15 | 108 | Added FIBER DEVICE MODELS, ELECTRIC DEVICE MANUFACTURERS and MODELS, FACILITY OWNER, CABINET MODELS, FILTER SIZE, ITS COMM DEVICE MODELS,
2020-01-16 | 109 | Added OWNER
2020-01-17 | 110 | Added ELECTRIC DEVICE MANUFACTURER
2020-02-21 | 111 | Added ITS_COMM_DEVICE_MODEL, ELECTRICAL_DEVICE_MODELS, ELECTRIC_DEVICE_MANUFACTURERS. ITS DEVICE MODELS
2020-03-18 | 112 | Added ITS COMM DEVICE MODELS, ITS COMM DEVICE MANUFACTURER, ELECTRIC DEVICE MODEL, ITS DEVICE MODELS, FIBER DEVICE MODELS, SIGNAL USAGE, CABINET MANUFACTURER ans MODEL,
2020-03-31 | 113 | Added CABINET_EXTERIOR tab, removed CABINET_MANUF and CABINET_MODEL, added CABINET_MFG_MODEL to combine both manufacture and model into one tab, added Queries to both new tabs for template reference
2020-03-31 | 114 | When adding data to any tab with the ORANGE query columns add the data to the BLUE tables on the next line only, no need to reload or sort the query does this automatically when the MCL is downloaded and opened on the user's end
2020-05-01 | 115 | Added FIBER DEVICE MANUFACTURER and MODELS, SERVING AREA, ELECTRICAL DEVICE MANUFACTURER and MODEL, COMMUNICATION DEVICE MANUFACTURERS and MODELS, CABINET MODEL,
2020-05-07 | 116 | Added FIBER DEVICE MODELS, CABINET MANUFACTURERS and MODELS, DMS MANUFACTURER Updates
2020-06-15 | 117 | Added FIBER DEVICE MANUFACTURERS and MODELS, CABINET MODEL, SIGNAL CONTROL DEVICE MANUFACTURERS and MODELS, ELECTRIC DEVICE MODELS, ITS COMMUNICATION DEVICE MODELS, SERVING AREAS, OWNERS, BREAKER QTY AMP RATING, SENSOR TYPES,
2020-06-17 | 118 | Clean-up FIBER DEVICE MANUFACTURERS and MODELS, ELECTRIC DEVICE MODELS Added ITS COMMUNICATION DEVICE MODELS
2020-07-06 | 119 | Added COMMUNICATION DEVICE RADIO MANUFACUTRER and MODEL, Updated COUNTY CODES, SIGNAL CONTROL DEVICE SUBTYPE and MODELS, FIBER DEVICE MODELS,
2020-07-08 | 120 | Added COMMUNICATION DEVICE MODEL, Update ALL TABS
2020-07-09 | 121 | Added FACILITY OWNER, RECEPTICLE QTY AMP
2020-07-20 | 122 | Added COMMUNICATION DEVICE MANUFACTURERS and MODELS, ELECTRIC DEVICE MANUFACTURES and MODELS, KEY TYPE, FIBER DEVICE MODEL,
2020-08-06 | 123 | Added CABINET EXTERIOR, DMS HOUSING ACCESS, DMS USE, DMS TYPE, COMMUNICATION DEVICE MODELS, ELECTRIC DEVICE MODELS,
2020-09-01 | 124 | Added SIGNAL CONTROL DEVICE MODEL, COMMUNICATION DEVICE MODEL, FIVER DEVICE MODELS
2020-09-03 | 125 | Added ITS COMMUNICATION DEVICE MANUFACTURER AND MODELS, SIGNAL CONTROL DEVICE MANUFACTURER AND MODELS< ITS DEVICES, FIBER DEVICE MODELS
2020-09-29 | 126 | Added FIBER DEVICE MODELS, ITS DEVICE MANUFACTURERS and MODELS, ELECTRIC DEVICE MODELS, ITS COMM DEVICE MODELS, SIGNAL CONTROL DEVIVER MODELS, BREAKER QTY AMP RATING, CABINET MODEL
2020-10-01 | 127 | Added ELECTRIC DEVICE MANUFACTURERS and MODELS, ITS COMM DEVICE MODEL, SIGNAL CONTROL DEVICE MANUFACTURER and MODEL
2020-10-02 | 128 | Added CABINET MANUFACTURER and MODELS
2020-10-09 | 129 | Added FIBER DEVICE MANUFACTURERS and MODELS, FACILITY OWNER
2020-10-12 | 130 | Added RWIS SENSOR MODEL. ELECTRIC DEIVCE MODELS
2020-10-14 | 131 | Added ELECTRIC DEVICE MANUFACTURER and MODEL
2020-10-19 | 132 | Added ELECTRIC VOLTAGE and ELECTRIC DEVICE MODEL
2020-11-10 | 133 | Added FACILITY OWNER, ELECTRIC DEVICE - POWER SUPPLYS, COMMUNICATION DEVICE - ESR,
2020-11-16 | 134 | Added SENSOR CHASSIS MANUFACTURER and MODEL
2020-11-17 | 135 | Added ITS COMMUNICATION DEVICE MODELS, ITS DEVICE MODELS
2020-11-18 | 136 | Added ITS COMMUNICATION DEVICE MODEL
2020-12-02 | 137 | Added FIBER DEVICE MODELS, POLE TYPES
2021-01-08 | 138 | Added ITS COMMUNICATION DEVICE MANUFACTURERS and MODELS, ELECTRIC DEVICE MANUFACTURER and MODELS, FIBER DEVICE MODELS, BREAKER QTY AMP RATING, DEVICE INPUT VOLTAGE
2021-01-12 | 139 | Added ELECTRIC DEVICE MANUFACTURER and MODEL
2021-01-14 | 140 | Added CCTV MODELS and ELECTRIC DEVICE MODELS
2021-02-09 | 141 | Added COMMUNICATION DEVICE MANUFACTURER and MODELS,
2021-03-08 | 142 | Added ELECTRIC DEVICE MODEL
2021-03-16 | 143 | Added COMMUNICATION DEVICE MODEL, FIBER DEVICE MANUFACTURER AND MODEL
2021-03-25 | 144 | Added ITS DEVICE MODEL
2021-03-29 | 145 | Added CABINET MODELS
2021-03-30 | 146 | Added SIGNAL CONTROL DEVICE MANUFACTURER and MODELS
2021-04-01 | 147 | Removed FIBER DEVICE MANUFACTURER and MODEL
2021-04-06 | 148 | Updated SIGNAL CONTROL DEVICE MANUFACTURER and MODELS TYPE
2021-04-07 | 149 | Added SIGNAL CONTROL DEVICE MANUFACTURER and MODELS
2021-04-22 | 150 | Added RSU MODEL
2021-05-03 | 151 | Added PWR MGMT MODEL, FIBER DEV. MODELS - Updated CTL-SIG MANUFACTURER and MODELS
2021-05-06 | 152 | Added SIGNAL CONTROL DEVICE MANUFACTURER, MODEL
2021-05-07 | 153 | Added FIBER DEVICE MODEL
2021-05-14 | 154 | Added ELECTRIC DEVICE MODEL
2021-05-24 | 155 | Added ELECTRIC DEVICE MODELS, SIGNAL CONTROL DEVICE MANUFACTURER and MODEL
2021-05-25 | 156 | Added ELECTRIC DEVICE MODEL, ITS COMMUNICATION DEVICE MODEL
2021-05-26 | 157 | Added ELECTRIC DEVICE MODELS
2021-06-02 | 158 | Added FIBER DEVICE MODEL, ELECTRIC DEVICE MODEL
2021-06-07 | 159 | Added ITS DEVICE MODEL
2021-06-09 | 160 | Added ELECTRIC DEVICE MODELS
2021-06-17 | 161 | Added ELECTRIC DEVICE MODEL
2021-06-29 | 162 | Added FIBER DEVICE MODEL
2021-07-06 | 163 | Added ITS DEVICE MODELS, COMMUNICATION DEVICE MODELS, RADIO MODELS, ANTENNA MODELS, CONDUCTOR GAUGE
2021-07-16 | 164 | Added SIGNAL CONTROL DEVICE MODELS
2021-07-19 | 165 | Added CALL SIGNS, ANTENNA MODELS, ELECTRIC DEVICE MODELS, RADIO MODELS, CABLE TYPE
2021-07-20 | 166 | Added FACILITY OWNERS, SERVING AREAS, COMMUNICATION DEVICE MODEL
2021-07-26 | 167 | Added FACILITY OWNER, SERVING AREA, CALL SIGNS, COMM DEVICE MODELS, ELECTRIC DEVICE MODELS, ITS DEVICE MODELS
2021-08-18 | 168 | Added ELECTRIC DEVICE MODELS, ITS DEVICE MODELS
2021-09-07 | 169 | Added ELECTRIC DEVICE MODELS, FIBER DEVICE MODELS, ITS DEVICE MODELS
2021-09-08 | 170 | Removed ELECTRIC DEVICE MODELS, FIBER DEVICE MODELS, ITS DEVICE MODELS
2021-09-10 | 170 | Added PANEL SIZE, SIGN TEXT, BEACON MANUFACTURERS, BEACON MODELS, SIGN TEXT
2021-09-15 | 171 | Added COMMUNICATION DEVICE
2021-09-16 | 172 | Added FIBER DEVICE, ELECTRIC DEVICES
2021-09-23 | 173 | Added FIBER DEVICE MODELS
2021-10-18 | 174 | Added ELECTRIC DEVICE MANUFACTURER, MODELS, BATTERY TYPES, POWER MANAGEMENT SYSTEM
2021-10-21 | 175 | Added ELECTRIC DEVICE MANUFACTURERS, MODELS, UPDATED ELECTRIC DEVICE
2021-10-22 | 176 | Added ELECTRIC DEVICE MODELS, UPDATED ELECTRIC DEVICE MODELS, MANUFACTURER
2021-10-26 | 177 | Added ELECTRIC DEVICE MODELS, FIBER DEVICE MODEL
2021-10-29 | 178 | Added LID BOLT TYPES
2021-11-02 | 179 | Updated ELECTRIC DEVICE MANUFACTURERS, MODELS
2021-11-03 | 180 | Added ITS DEVICE MODELS
2021-11-15 | 181 | Added ELECTRIC DEVICE MODELS
2021-12-03 | 182 | Added FIBER DEVICE MODEL
2021-12-07 | 183 | Added ELECTRIC DEVICE MANUFACTURER, MODELS, FIBER DEVICE MODELS, RWIS SENSOR MODELS
2021-12-08 | 184 | Added ELECTRIC DEVICE MANUFACTURER, MODELS, FIBER DEVICE MANUFACTURER, MODELS, ITS DEVICE MODELS
2021-12-10 | 185 | Added ELECTRIC DEVICE MODEL, EQUIPMENT LOCATION MODELS
2021-12-14 | 186 | Added ELECTRIC DEVICE MANUFACTURER, MODEL, FIBER DEVICE MODEL, ACCESS POINT LID MATERAL
2021-12-15 | 187 | Added ITS DEVICE MANUFACTURER, MODEL
2021-12-16 | 188 | Added EQUIPMENT CABINET MANUFACTURERS, MODELS
2022-01-05 | 189 | Added ELECTRIC DEVICE MODELS
2022-01-27 | 190 | Added COMMUNICATION DEVICE MODEL, FILTER SIZE
2022-02-03 | 191 | Added ITS DEVICE MODEL
2022-02-08 | 192 | Added FIBER DEVICE MODEL, COMMUNICATION DEVICE MODEL
2022-02-11 | 193 | Added COMMUNICATION DEVICE MANUFACTURER, MODEL
2022-02-21 | 194 | Added COMMUNICATION DEVICE MANUFACTURER, MODEL, ELECTRIC DEVICE MODELS
2022-02-22 | 195 | Added ELECTRIC DEVICE MODELS
2022-03-07 | 196 | Added ELECTRIC DEVICE MODELS
2022-03-08 | 197 | Added ANTENNA MODELS
2022-03-15 | 198 | Added RADIO MODELS, FIBER DEVICE MODELS
2022-03-16 | 199 | Added EQUIPMENT LOCATION MODELS
2022-03-28 | 200 | Added COMMUNICATION DEVICE MODEL, ELECTRIC DEVICE MODEL
2022-04-05 | 201 | Added FIBER DEVICE MODEL, ELECTRIC DEVICE MODEL
2022-04-10 | 202 | Added FIBER DEVICE MODELS, ITS DEVICE MODELS
2022-05-25 | 203 | Added FIBER DEVICE MODELS, COMMUNICATION DEVICE MODELS
2022-05-31 | 204 | Added FILTER SIZE, EQUIPMENT CABINET MODEL
2022-06-01 | 205 | Added EQUIPMENT CABINET MODEL
2022-06-02 | 206 | Added KEY TYPE
2022-06-03 | 207 | Added EQUIPMENT CABINET MODEL
2022-06-06 | 208 | Updated EQUIPMENT CABINET SURGE DEVICE MANUFACTURERS
2022-06-06 | 209 | Updated ELECTRIC DEVICE MANUFACTURERS
2022-06-08 | 210 | Added MOUNT TYPE
2022-08-09 | 211 | Added KVA, ELECTRIC DEVICE MODEL
2022-08-12 | 212 | Added SIGN TEXT
2022-08-30 | 213 | Added EQUIPMENT LOCATION MANUFACTURER, MODEL
2022-10-12 | 214 | Added ELECTRIC DEVICE MANUFACTURER, MODEL
2022-10-13 | 215 | Added ITS DEVICE MODEL
2022-11-01 | 216 | Added COMMUNICATION DEVICE MODEL, RWIS SENSOR MODEL
2022-11-07 | 217 | Added EQUIPMENT CABINET MODEL
2022-12-13 | 218 | Added SENSOR MODEL
2022-12-15 | 219 | Added ITS DEVICE MANUFACTURER, MODEL
2022-12-15 | 220 | Added EQUIPMENT CABINET, MODEL
2023-01-04 | 221 | Added ITS DEVICE MODELS
2023-01-20 | 222 | Added COMMUNICATION DEVICE MODELS
2023-01-23 | 223 | Added EQUIPMENT CABINET MODEL
2023-01-24 | 224 | Added EQUIPMENT CABINET MODEL, ITS DEVICE MODELS
2023-02-27 | 225 | Updated COMMUNICATION DEVICE MIODELS, ITS DEVICE MODEL
2023-03-02 | 226 | Updated ITS DEVICE MIODELS, ELECTRIC DEVICE MODELS
2023-03-07 | 226 | Added SIGN TEXT
2023-04-19 | 227 | Added ELECTRIC DEVICE MODEL
2023-04-20 | 228 | Added ELECTRIC DEVICE MODEL, CLD MODEL
2023-04-27 | 229 | Added ELECTRIC DEVICE MODEL
2023-05-05 | 230 | Added ELECTRIC DEVICE MODEL
2023-05-09 | 231 | Added COMMUNICATION DEVICE MANF/MODEL
2023-05-19 | 232 | Added FIBER DEVICE MODEL
2023-06-27 | 233 | Added FIBER DEVICE MANUFACTURER MODELS, ELECTRIC DEVICE MODELS
2023-08-01 | 234 | Added ITS DEVICE MANUFACTURERS, MODELS
2023-08-03 | 235 | Added COMMUNICATION DEVICE MANUFACTURERS, MODELS, ITS DEVICE MANUFACTURER, MODEL, FIBER DEVICE MODEL
2023-08-16 | 236 | Added ITS DEVICE MANUFACTURER, MODEL, FIBER DEVICE MODEL, ELEC DEVICE MANUFACTURER, MODEL
2023-08-17 | 237 | Added missing Comm device manufacture for ESR
2023-08-22 | 238 | UPDATED CODE VALUES PANEL BREAKER QTY/AMP AND RECPTICLE QTY/AMP
2023-08-22 | 239 | Added SURGE DEVICE MFG/MODEL
2023-08-23 | 240 | Added WARNING SIGN USAGE QUERRY
2023-08-28 | 241 | Added LOW BRIDGE TEXT
2023-08-29 | 242 | Updated fiber devices to queries
2023-08-30 | 243 | Created RWIS sensor queries synced with database
2023-09-25 | 244 | Added ESR, Battery, Beacon models
2023-09-26 | 245 | Added UPS
2023-10-06 | 246 | Added power supply, transfer switch
2023-10-09 | 247 | Added fiber patch panels, recept qty/amp, VDS'
2023-10-10 | 248 | Added VDS, Beacon size, solar panel size
2023-10-12 | 249 | Added Power supply mfg & model, comm device power input
2023-10-23 | 250 | Added Power supply mfg & model
2023-10-23 | 251 | Added Battery mfg & model
2023-10-24 | 252 | Added 3 RSU Controller mfg and models, added 1 RSU mfg and model - Add interface type V2X - Add two surge mfg and model
2023-10-31 | 253 | Added 2 RSU Controller mfg and models, added 2 batteries mfg and model, added 4 mfg and model power supplies
2023-11-09 | 254 | Added mfg and model agm battery
2023-11-15 | 255 | Added fiber device model
2023-11-17 | 256 | Added 3) Comm devices / 1) battery / 1) UPS / 1) Cab surge / 3) filter size / 1) conflict monitor / 2) flashers / 2) load switches
2023-11-20 | 257 | Added Utility Provider
2023-12-04 | 258 | Added Standby generator model
2023-12-06 | 259 | Updated electric device model numbers
2023-12-21 | 260 | Added solar panel
2023-12-21 | 261 | Added VDS lidar manufacture and model
2023-12-22 | 262 | Synchronized VDS sensor type with codelist manager
2024-01-12 | 263 | Added 2 DMS models
2024-01-12 | 264 | Updated codes for Breaker qty amp ) recepacle qTy and amp ) fiber device model
2024-01-15 | 265 | Added 4 DMS models
2024-01-18 | 266 | Updated signal control device manufacturer and models and added type cd and desc
2024-01-19 | 267 | Added seven DMS models
2024-01-23 | 268 | Added 3) DMS models 1) Transfer switch
2024-02-02 | 269 | Added Load switch
2024-02-05 | 270 | Updated codes for Breaker qty amp ) recepacle qTy and amp ) fiber device model
2024-02-07 | 271 | Added power supply model
2024-03-01 | 272 | Added power supply manufacture and model
2024-03-08 | 273 | Added WWVDS VDS manuf and model
2024-03-28 | 274 | Added data SPD mfg and model, added fiber switch model
2024-04-26 | 275 | Added comm device VDS controller model, added VDS model
2024-04-26 | 276 | Added power supply model
2024-05-01 | 277 | Added three equipment cabinet models
2024-05-02 | 278 | Added new battery model
2024-05-14 | 279 | Added new fiber switch model
2024-05-17 | 280 | Added new fiber switch model
2024-05-21 | 281 | Added new RSU manf and model / new power supply model
2024-05-28 | 282 | Added new device server model
2024-05-31 | 283 | Added new VDS type new 10 VDS models
2024-06-12 | 284 | Added new power supply manufacture and model
2024-06-13 | 285 | Added new power supply manufacture and model new device spd model
2024-06-24 | 286 | Added new VDS model and CCTV model
2024-07-16 | 287 | Added new line voltage surge model
2024-07-23 | 288 | Added new VDS and new vds controller models
2024-07-24 | 289 | Added new VDS and VDS controller models
2024-07-29 | 290 | Added two new antenna models
2024-07-30 | 291 | Added device server manuf and model
2024-07-31 | 292 | Added cctv model
2024-08-05 | 293 | Added fiber switch model & firewall model
2024-08-06 | 294 | Added sign text
2024-08-15 | 295 | Added fiber device model firewall model
2024-08-19 | 296 | Added fiber device manufacture and model
2024-08-30 | 297 | Added two COMM device manufacture and model - Added fiber device model
2024-09-03 | 298 | Added VDS ctrl manf and model
2024-09-13 | 299 | Added VDS manf and model
2024-09-06 | 300 | Added VDS manf and model and VDS controller manf and model
2024-09-16 | 301 | Added comm device model
2024-09-25 | 302 | Added 2 power supply models one manufacture added sign text FSW model
2024-10-03 | 303 | Added ethernet switch model, solar controller mfg and model, battery model, two equipment cabinet models
2024-10-15 | 304 | Added cabinet surge model
2024-10-17 | 305 | Added cabinet surge model
2024-10-22 | 306 | Added UPS model
2024-10-25 | 307 | Added VDS controller MFG and model - comm deviice model - cabinet surge model
2024-11-07 | 308 | Added media converter model
2024-11-15 | 309 | Added two VDS models
2024-11-19 | 310 | Added cabinet surge model
2024-11-21 | 311 | Added EDS model VDS model VDS controller manufacture and model
2024-12-03 | 312 | Added VDS controller model
2024-12-27 | 313 | Added Cab surge manuf and model
2025-02-13 | 314 | Added pwr supply model
2025-02-13 | 315 | Added Standby Generator to elec site admin type
2025-02-24 | 316 | Added SURGE DEVICE MFG/MODEL / Added VDS manufacture and model+C269
2025-03-10 | 317 | Added VDS controller manufacutre and model
2025-03-13 | 318 | Added 2 battery mfg & models - 2 solar panel mfg & models - 2 cabs mfg & models - 3 vds mfg & models - 1 fiber device mfg & model Fixed radio / cell modem errors on ITSFM5001
2025-03-24 | 319 | Added new cabinet surge manufacutre and model
2025-03-29 | 320 | Updated code in ITS comm device model worksheet
2025-04-07 | 321 | Added new fiber switch manuf and two models
2025-04-14 | 322 | Added new comm device type manuf and model
2025-04-18 | 323 | Added new fiber device model - added new ctrl type manf and model CTL-PED
2025-04-24 | 324 | Added new cabinet surge model
2025-04-25 | 325 | Added new power supply manufacutre and model
2025-05-01 | 326 | Added new fiber device mfg and model
2025-05-06 | 327 | Added new fiber media converter model
2025-05-12 | 328 | Updated alpha cell battery entry for alphacell 195gxl
2025-05-15 | 329 | Added new equipment cabinet model
2025-05-19 | 330 | Added new CLD model, new fiber switch model, new signal power supply
2025-05-27 | 331 | Added new equipment cabinet manufacture and model
2025-06-19 | 332 | Added new VDS model
2025-06-24 | 333 | Added new external sensor / VDS model
2025-06-26 | 334 | Added new pwr mgnt and new pwr supply models
2025-07-17 | 335 | Added new cabinet model
2025-07-18 | 336 | Added new pwr mgmt manf and model
2025-07-21 | 337 | Added two new eabinet models+C290
2025-07-24 | 338 | Added new tranfr swt mfg/mdl new transf swt model new generator model
2025-08-05 | 339 | Added new power supply model
2025-08-21 | 340 | Added new power supply model and controller - signal model
2025-08-22 | 341 | Added UPS model CAB surge model Fiber dev manf and two models and three CAB models traffic sig controller model
2025-09-25 | 342 | Added CAB model pwr sup model surge mfg and model RSU model
2025-10-10 | 343 | Added BIU mfg mdl - cab surge mfg mdl - cell modem modle
2025-10-27 | 344 | Added Controller CCTV Encoder model
2025-10-30 | 345 | Added fiber transmission equipment mfg and model
2025-11-19 | 346 | Added wwvds model/mfg / ext sensor model/mfg / device spd model
2025-12-12 | 347 | Added fiber, surge, DMS, input voltage models and manufacture.
2026-01-12 | 348 | Added 2 radio model, 2 elec dev pwr supply model, data spd mdl
2026-01-19 | 349 | Added fiber switch manuf and model, added cctv model
2026-02-09 | 350 | Added 2 fiber device models cctv model data surge manf and model
2026-02-18 | 351 | Added 10 misc models and 2 mfg
2026-02-19 | 352 | Added controller model
2026-03-03 | 353 | Added FSR model

## ACC_RPT_FREQ (hidden)
FREQ_BAND_STDWRLS_CD | FREQ_BAND_STDWRLS_DESC | FREQ_BAND_STDWRLS_DESC
24GHz | 2.4 GHz | 2.4 GHz
58GHz | 5.8 GHz | 5.8 GHz
900MHz | 900 MHz | 900 MHz

## ADMIN_TYPE (hidden)
CABINET_ADMIN_USAGE_CD | CABINET_ADMIN_USAGE_DESC
ITSCAB | ITS Cabinet
SIGCTCAB | Signal Control Cabinet
TOLLCAB | Toll Equipment Cabinet

## ANTENNA_JUMPER SIZE (hidden)
ANTENNA_JUMPER SIZE_CD | ANTENNA_JUMPER SIZE_DESC
ATJS01 | 1/2"
ATJS02 | 1/4"
ATJS03 | 7/8"
ATJS04 | EW63
ATJS05 | Twist-Flex
ATJS06 | WE65
ATJS07 | WG63
ATJS08 | WG65
ATJS09 | Unknown
ATJS10 | 3/8"
ATJS11 | 1"
ATJS12 | 1-5/8"
ATJS13 | 2-1/4"
ATJS14 | WE-108
ATJS15 | LDF4-50A
ATJS16 | LDF5-50A
ATJS17 | FLC 78-50J
ATJS18 | EC4-50HF
ATJS19 | RG 213U

## ANTENNA_LOCATION (hidden)
ANTENNA_LOCATION_CD | ANTENNA_LOCATION_DESC
A | A
B | B
C | C
D | D
E | Unknown
AB | AB
AC | AC
BC | BC
ABC | ABC

## ANTENNA_MANUF_MODEL (hidden)
ANTENNA_MANUF_CD | ANTENNA_MODEL_CD | ANTENNA_MANUF_DESC | ANTENNA_MODEL_DESC | Column1 | ANTENNA_MANUF_DESC | ANTENNA_MODEL_DESC
ANDREW | ATMD01 | Andrew | P8-65D | AVI | Andrew | 10' Standard Parabolic
ANDREW | ATMD02 | Andrew | P6-65D | AVI | Commscope | 10' Standard Parabolic w/ Radome
ANDREW | ATMD03 | Andrew | PAR8-65A w/ Radome | AVI | Comprod | 295-70HDLB-2
ANDREW | ATMD04 | Andrew | Unknown | AVI | Decibel Products | 531-70
DBPROD | ATMD05 | Decibel Products | DB-201 | AVI | ERI (Electronics Research Inc) | 531-70HD
DBPROD | ATMD06 | Decibel Products | DB-212 | AVI | General Dynamics | 6' Standard Parabolic
DBPROD | ATMD07 | Decibel Products | DB-225 | AVI | Kathrein Scala | 6' Standard Parabolic w/ Radome
DBPROD | ATMD08 | Decibel Products | DB-230 | AVI | MaxRad | 8" Dome
DBPROD | ATMD09 | Decibel Products | Unknown | AVI | Mobile Mark | 8' Standard Parabolic
ERI | ATMD10 | ERI (Electronics Research Inc) | ERI-100-2 | AVI | RFS (Radio Frequency Systems) | 8' Standard Parabolic w/ Radome
ERI | ATMD11 | ERI (Electronics Research Inc) | Unknown | AVI | TransCore | 872F-70
KATSCA | ATMD12 | Kathrein Scala | TY-900 | AVI | Ubiquity | AD3152
KATSCA | ATMD13 | Kathrein Scala | PR-950 | AVI | Unknown | ASP-705
KATSCA | ATMD14 | Kathrein Scala | Unknown | AVI |  | ASP705K
RFS | ATMD15 | RFS (Radio Frequency Systems) | PA6-65 w/ Radome | AVI |  | BS150XL3
RFS | ATMD16 | RFS (Radio Frequency Systems) | PA8-65 w/ Radome | AVI |  | BSLL50U
RFS | ATMD17 | RFS (Radio Frequency Systems) | Unknown | AVI |  | D6E-26
ATMUNK | ATMD18 | Unknown | Unknown | AVI |  | D8E-23
DBPROD | ATMD19 | Decibel Products | DB-201-D | AVI |  | DA8-W57AC
DBPROD | ATMD20 | Decibel Products | DB-214 | AVI |  | DB-201
DBPROD | ATMD21 | Decibel Products | DB-224 | AVI |  | DB-201-D
DBPROD | ATMD22 | Decibel Products | DB-810 | AVI |  | DB-212
DBPROD | ATMD23 | Decibel Products | DB212-2-C | AVI |  | DB-212-2
DBPROD | ATMD24 | Decibel Products | D8E-23 | AVI |  | DB-212-3
DBPROD | ATMD25 | Decibel Products | D6E-26 | AVI |  | DB-214
DBPROD | ATMD26 | Decibel Products | DB-230-2 | AVI |  | DB-224
DBPROD | ATMD27 | Decibel Products | DB-225-2 | AVI |  | DB-225
DBPROD | ATMD28 | Decibel Products | ASP-705 | AVI |  | DB-225-2
DBPROD | ATMD29 | Decibel Products | 6' Standard Parabolic | AVI |  | DB-230
DBPROD | ATMD30 | Decibel Products | 6' Standard Parabolic w/ Radome | AVI |  | DB-230-2
DBPROD | ATMD31 | Decibel Products | 8' Standard Parabolic | AVI |  | DB-230E
DBPROD | ATMD32 | Decibel Products | 8' Standard Parabolic w/ Radome | AVI |  | DB-810
DBPROD | ATMD33 | Decibel Products | 10' Standard Parabolic | AVI |  | DB212-2-C
DBPROD | ATMD34 | Decibel Products | 10' Standard Parabolic w/ Radome | AVI |  | ERI-100-2
RFS | ATMD35 | RFS (Radio Frequency Systems) | PA8-65 | AVI |  | HP-105C
RFS | ATMD36 | RFS (Radio Frequency Systems) | P8-65D | AVI |  | HP2-5.2
ANDREW | ATMD37 | Andrew | PD-300 | AVI |  | HP8-59W
ANDREW | ATMD38 | Andrew | PD-320 | AVI |  | LX6-6W
ANDREW | ATMD39 | Andrew | PX-65D w/ Radome | AVI |  | MF-940B
ANDREW | ATMD40 | Andrew | 6' Standard Parabolic | AVI |  | MF-950
ANDREW | ATMD41 | Andrew | 6' Standard Parabolic w/ Radome | AVI |  | P-9A72G-U
ANDREW | ATMD42 | Andrew | 8' Standard Parabolic | AVI |  | P6-65D
ANDREW | ATMD43 | Andrew | 8' Standard Parabolic w/ Radome | AVI |  | P8-65D
ANDREW | ATMD44 | Andrew | 10' Standard Parabolic | AVI |  | PA6-65 w/ Radome
ANDREW | ATMD45 | Andrew | 10' Standard Parabolic w/ Radome | AVI |  | PA8-65
ERI | ATMD46 | ERI (Electronics Research Inc) | 6' Standard Parabolic | AVI |  | PA8-65 w/ Radome
ERI | ATMD47 | ERI (Electronics Research Inc) | 6' Standard Parabolic w/ Radome | AVI |  | PAD6-W59BC
ERI | ATMD48 | ERI (Electronics Research Inc) | 8' Standard Parabolic | AVI |  | PAD8-W59AC
ERI | ATMD49 | ERI (Electronics Research Inc) | 8' Standard Parabolic w/ Radome | AVI |  | PADX6-W59BC
ERI | ATMD50 | ERI (Electronics Research Inc) | 10' Standard Parabolic | AVI |  | PADX8-W57AC
ERI | ATMD51 | ERI (Electronics Research Inc) | 10' Standard Parabolic w/ Radome | AVI |  | PADX8-W59AC
KATSCA | ATMD52 | Kathrein Scala | MF-940B | AVI |  | PAR8-65A w/ Radome
KATSCA | ATMD53 | Kathrein Scala | 6' Standard Parabolic | AVI |  | PD-300
KATSCA | ATMD54 | Kathrein Scala | 6' Standard Parabolic w/ Radome | AVI |  | PD-320
KATSCA | ATMD55 | Kathrein Scala | 8' Standard Parabolic | AVI |  | PR-950
KATSCA | ATMD56 | Kathrein Scala | 8' Standard Parabolic w/ Radome | AVI |  | PX-65D w/ Radome
KATSCA | ATMD57 | Kathrein Scala | 10' Standard Parabolic | AVI |  | SBX6-W60DC2
KATSCA | ATMD58 | Kathrein Scala | 10' Standard Parabolic w/ Radome | AVI |  | SCR9-2400-WHT
RFS | ATMD59 | RFS (Radio Frequency Systems) | 6' Standard Parabolic | AVI |  | TY-900
RFS | ATMD60 | RFS (Radio Frequency Systems) | 6' Standard Parabolic w/ Radome | AVI |  | UHX8-59J
RFS | ATMD61 | RFS (Radio Frequency Systems) | 8' Standard Parabolic | AVI |  | USX6-6W
RFS | ATMD62 | RFS (Radio Frequency Systems) | 8' Standard Parabolic w/ Radome | AVI |  | USX8-6W
RFS | ATMD63 | RFS (Radio Frequency Systems) | 10' Standard Parabolic | AVI |  | UXA6-W59BC
RFS | ATMD64 | RFS (Radio Frequency Systems) | 10' Standard Parabolic w/ Radome | AVI |  | UXA8-W59AC
ATMUNK | ATMD65 | Unknown | 6' Standard Parabolic | AVI |  | Unknown
ATMUNK | ATMD66 | Unknown | 6' Standard Parabolic w/ Radome | AVI |  | WHP8-59W-P3A
ATMUNK | ATMD67 | Unknown | 8' Standard Parabolic | AVI
ATMUNK | ATMD68 | Unknown | 8' Standard Parabolic w/ Radome | AVI
ATMUNK | ATMD69 | Unknown | 10' Standard Parabolic | AVI
ATMUNK | ATMD70 | Unknown | 10' Standard Parabolic w/ Radome | AVI
TRANSC | ATMD71 | TransCore | AD3152 | AVI
ANDREW | ATMD72 | Andrew | WHP8-59W-P3A | AVI
DBPROD | ATMD73 | Decibel Products | 531-70HD | AVI
DBPROD | ATMD74 | Decibel Products | DB-212-2 | AVI
DBPROD | ATMD75 | Decibel Products | DB-212-3 | AVI
DBPROD | ATMD76 | Decibel Products | DB-230E | AVI
DBPROD | ATMD77 | Decibel Products | P8-65D | AVI
RFS | ATMD78 | RFS (Radio Frequency Systems) | HP-105C | AVI
COMM | ATMD79 | Commscope | Unknown | AVI
COMM | ATMD80 | Commscope | ASP705K | AVI
COMM | ATMD81 | Commscope | BSLL50U | AVI
COMPD | ATMD82 | Comprod | 295-70HDLB-2 | AVI
COMPD | ATMD83 | Comprod | 531-70 | AVI
COMPD | ATMD84 | Comprod | 531-70HD | AVI
COMPD | ATMD85 | Comprod | 872F-70 | AVI
COMPD | ATMD86 | Comprod | BSLL50U | AVI
COMPD | ATMD87 | Comprod | Unknown | AVI
MAXRAD | ATMD88 | MaxRad | HP2-5.2 | AVI
MOBILEM | ATMD89 | Mobile Mark | SCR9-2400-WHT | AVI
GENDYN | ATMD90 | General Dynamics | P-9A72G-U | AVI
KATSCA | ATMD91 | Kathrein Scala | MF-950 | AVI
COMPD | ATMD92 | Comprod | BS150XL3 | AVI
UBQTY | UBQTY01 | Ubiquity | 8" Dome | AVI
COMM | ATMD126 | Commscope | HP8-59W | DISH
COMM | ATMD127 | Commscope | USX6-6W | DISH
COMM | ATMD128 | Commscope | USX8-6W | DISH
RFS | ATMD129 | RFS (Radio Frequency Systems) | DA8-W57AC | DISH
RFS | ATMD130 | RFS (Radio Frequency Systems) | PAD6-W59BC | DISH
RFS | ATMD131 | RFS (Radio Frequency Systems) | PAD8-W59AC | DISH
RFS | ATMD132 | RFS (Radio Frequency Systems) | PADX6-W59BC | DISH
RFS | ATMD133 | RFS (Radio Frequency Systems) | PADX8-W57AC | DISH
RFS | ATMD134 | RFS (Radio Frequency Systems) | PADX8-W59AC | DISH
RFS | ATMD135 | RFS (Radio Frequency Systems) | SBX6-W60DC2 | DISH
RFS | ATMD136 | RFS (Radio Frequency Systems) | UXA6-W59BC | DISH
RFS | ATMD137 | RFS (Radio Frequency Systems) | UXA8-W59AC | DISH
COMM | ATMD140 | Commscope | LX6-6W | DISH
COMM | ATMD141 | Commscope | UHX8-59J | DISH

## ANTENNA_TYPE (hidden)
ANTENNA_TYPE_CD | ANTENNA_TYPE_DESC
DISH | Dish
PANEL | Panel
YAGI | Yagi
OMNI | Omni
FLDP | Folded Dipole
UNKAT | Unknown
GRDDSH | Grid Dish
MONO | Monopole
DUDIPOLE | Dual Dipole
DIQUOM | Dipole Quasi-Omni
GRPLOM | Ground Plane Omni
DIRECT | Directional

## ANTENNA_MOUNT_TYPE (hidden)
ANTENNA_MOUNT_TYPE_CD | ANTENNA_MOUNT_TYPE_DESC
DIRCMT | Direct Mount
PIPEMT | Pipe Mount
SIDEMT | Side Arm Mount
BDGMT | Bridge Mount
CSTRMT | Cantilever Structure Mount
OSTRMT | Overhead Structure Mount
WALLMT | Wall Mount
UNKAMT | Unknown
POLEMT | Pole Mount

## ASSET_ID_SOURCE (hidden)
ASSET_ID_SOURCE_CD | ASSET_ID_SOURCE_DESC
AID001 | None
AID002 | MIMS
AID003 | MOMS
AID004 | WiseTrack
AID005 | HW
AID006 | Unknown
AID007 | Tracmor
AID008 | Owner Id

## AVI_SENSOR_TYPE (hidden)
AVI_SENSOR_TYPE_CD | AVI_SENSOR_TYPE_DESC
BLUE | Bluetooth Sensor
LPR | License Plate Reader
TAG | Toll Tag Reader
UNK | Unknown Sensor
MAGNET | Wired Magnetometer Sensor
WMAGNET | Wireless Magnetometer Sensor

## BATTERY_TYPE (hidden)
BATTERY_TYPE_CD | BATTERY_TYPE_DESC
BTRY1 | AGM
BTRY2 | Flooded
BTRY3 | Gel
BTRY4 | Nickel-Zinc
BTRY5 | Lithium-Ion
BTRY6 | Nickel-Metal Hydride

## BEACON_COLOR (hidden)
BEACON_COLOR_CD | BEACON_COLOR_DESC
Amber | Amber
White | White
Red | Red
Blue | Blue
Green | Green

## BEACON_CONTROLLER_TYPE (hidden)
BEACON_CONTROLLER_TYPE_CD | BEACON_CONTROLLER_TYPE_DESC
BCT01 | Wireless
BCT02 | Lease Communication
BCT03 | Fiber Network Communication
BCT04 | Copper Network Communication

## BEACON_MANUF (hidden)
BEACON_MANUF_CD | BEACON_MANUF_DESC
BCN001 | Unknown
BCN002 | Dialight
BCN003 | ELTEC
BCN004 | Carmanah
BCN005 | TAPCO

## BEACON_MANUF_MODEL (hidden)
BEACON_MODEL_CD | BEACON_MANUF_CD | BEACON_MANUF_DESC | BEACON_MODEL_DESC | BEACON_MANUF_DESC | BEACON_MODEL_DESC
BCNM003 | BCN002 | Dialight | 433-1110-000XL |  | 433-1110-000XL
BCNM011 | BCN002 | Dialight | 433-1110-005XL | Carmanah | 433-1110-005XL
BCNM007 | BCN002 | Dialight | 433-1210-000XL | Dialight | 433-1210-000XL
BCNM015 | BCN002 | Dialight | 433-1210-005XL | ELTEC | 433-1210-005XL
BCNM005 | BCN002 | Dialight | 433-2120-000XL | TAPCO | 433-2120-000XL
BCNM013 | BCN002 | Dialight | 433-2120-005XL | Unknown | 433-2120-005XL
BCNM006 | BCN002 | Dialight | 433-2170-000XL |  | 433-2170-000XL
BCNM014 | BCN002 | Dialight | 433-2170-005XL |  | 433-2170-005XL
BCNM009 | BCN002 | Dialight | 433-2220-000XL |  | 433-2220-000XL
BCNM017 | BCN002 | Dialight | 433-2220-005XL |  | 433-2220-005XL
BCNM010 | BCN002 | Dialight | 433-2270-000XL |  | 433-2270-000XL
BCNM018 | BCN002 | Dialight | 433-2270-005XL |  | 433-2270-005XL
BCNM004 | BCN002 | Dialight | 433-3130-900XL |  | 433-3130-900XL
BCNM012 | BCN002 | Dialight | 433-3130-905XL |  | 433-3130-905XL
BCNM008 | BCN002 | Dialight | 433-3230-900XL |  | 433-3230-900XL
BCNM016 | BCN002 | Dialight | 433-3230-905XL |  | 433-3230-905XL
BCNM025 | BCN004 | Carmanah | R247-G |  | R247-G
BCNM023 | BCN004 | Carmanah | R820-G |  | R820-G
BCNM024 | BCN004 | Carmanah | R829-G |  | R829-G
BCNM022 | BCN004 | Carmanah | SC315-G |  | RRFB-XL2
BCNM001 | BCN001 | Unknown | Unknown |  | SC315-G
BCNM019 | BCN003 | ELTEC | Unknown |  | Unknown
BCNM020 | BCN004 | Carmanah | Unknown
BCNM021 | BCN005 | TAPCO | Unknown
BCNM002 | BCN002 | Dialight | Unknown
BCNM026 | BCN005 | TAPCO | RRFB-XL2

## BEACON_SIZE (hidden)
BEACON_SIZE_CD | BEACON_SIZE_DESC
4 | 4 Inch
8 | 8 Inch
12 | 12 Inch
321 | 3 Inch x 21 Inch

## BEACON_TYPE (hidden)
BEACON_TYPE_CD | BEACON_TYPE_DESC
LED | LED
INCDST | Incandescent
STRB | Strobe
RRFB | RRFB

## BREAKER_QTY_AMP_RATING (hidden)
BREAKER_QTY_AMP_RATING_CD | BREAKER_QTY_AMP_RATING_DESC
110 | 1 / 10 AMP
1100 | 1 / 100 AMP
1110 | 1 / 110 AMP
112 | 1 / 12 AMP
1125 | 1 / 125 AMP
115 | 1 / 15 AMP
1150 | 1 / 150 AMP
1175 | 1 / 175 AMP
102.5 | 1 / 2.5 AMP
120 | 1 / 20 AMP
1200 | 1 / 200 AMP
1225 | 1 / 225 AMP
125 | 1 / 25 AMP
130 | 1 / 30 AMP
135 | 1 / 35 AMP
140 | 1 / 40 AMP
105 | 1 / 5 AMP
150 | 1 / 50 AMP
106 | 1 / 6 AMP
160 | 1 / 60 AMP
170 | 1 / 70 AMP
180 | 1 / 80 AMP
190 | 1 / 90 AMP
01UNK | 1 / Unknown AMP
210 | 2 / 10 AMP
2100 | 2 / 100 AMP
2110 | 2 / 110 AMP
2125 | 2 / 125 AMP
215 | 2 / 15 AMP
2150 | 2 / 150 AMP
2175 | 2 / 175 AMP
202.5 | 2 / 2.5 AMP
220 | 2 / 20 AMP
2200 | 2 / 200 AMP
2225 | 2 / 225 AMP
225 | 2 / 25 AMP
2250 | 2 / 250 AMP
230 | 2 / 30 AMP
240 | 2 / 40 AMP
205 | 2 / 5 AMP
250 | 2 / 50 AMP
206 | 2 / 6 AMP
260 | 2 / 60 AMP
270 | 2 / 70 AMP
290 | 2 / 90 AMP
02UNK | 2 / Unknown AMP
280 | 2/ 80 AMP
310 | 3 / 10 AMP
315 | 3 / 15 AMP
302.5 | 3 / 2.5 AMP
320 | 3 / 20 AMP
325 | 3 / 25 AMP
330 | 3 / 30 AMP
340 | 3 / 40 AMP
305 | 3 / 5 AMP
350 | 3 / 50 AMP
360 | 3 / 60 AMP
370 | 3 / 70 AMP
390 | 3 / 90 AMP
03UNK | 3 / Unknown AMP
380 | 3/ 80 AMP
410 | 4 / 10 AMP
415 | 4 / 15 AMP
402.5 | 4 / 2.5 AMP
420 | 4 / 20 AMP
425 | 4 / 25 AMP
430 | 4 / 30 AMP
440 | 4 / 40 AMP
405 | 4 / 5 AMP
450 | 4 / 50 AMP
460 | 4 / 60 AMP
470 | 4 / 70 AMP
480 | 4 / 80 AMP
490 | 4 / 90 AMP
04UNK | 4 / Unknown AMP
510 | 5 / 10 AMP
5100 | 5 / 100 AMP
515 | 5 / 15 AMP
502.5 | 5 / 2.5 AMP
520 | 5 / 20 AMP
525 | 5 / 25 AMP
530 | 5 / 30 AMP
540 | 5 / 40 AMP
505 | 5 / 5 AMP
550 | 5 / 50 AMP
560 | 5 / 60 AMP
570 | 5 / 70 AMP
590 | 5 / 90 AMP
05UNK | 5 / Unknown AMP
580 | 5/ 80 AMP
620 | 6 / 20 AMP
630 | 6 / 30 AMP

## BUILDING_MTL (hidden)
BUILDING_MTL_CD | BUILDING_MTL_DESC
CONC | Concrete
COMP | Composite
FBGS | Fiberglass
MTL | Metal
WOOD | Wood
NA | Not Applicable
UNK | Unknown
CONCBLK | Concrete Block

## BUILDING_TYPE (hidden)
BUILDING_TYPE_CD | TYPE_DESC
SA | Shelter - Aboveground
SU | Shelter - Underground
CYF | City Facility
CTF | County Facility
OAF | Other Agency Facility
PPF | Private Partner Facility
UCF | Utility Company Facility

## CABINET_MOUNT_TYPE (hidden)
CABINET_MOUNT_TYPE_CD | TYPE_DESC
CM1 | Pole
CM2 | Pad
CM3 | Struts
CM7 | Wall
CM4 | Bridge
CM5 | Cantilever
CM6 | Overhead Span
CM8 | Pier

## CABINET_EXTERIOR (hidden)
CABINET_EXT_CD | CABINET_EXT_DESC | CABINET_EXT_DESC
Aluminum | Aluminum | Aluminum
Fiberglass | Fiberglass | Fiberglass
Painted | Painted | Painted
Plastic | Plastic | Plastic
Stainless Steel | Stainless Steel | Stainless Steel
Wrapped | Wrapped | Wrapped

## CABINET_TYPE (hidden)
CABINET_TYPE_CD | TYPE_DESC
CT03 | NEMA 3R
CT23 | NEMA 4
CT02 | Type 322
CT01 | Type 324
CT11 | Type 332
CT10 | Type 334
CT06 | Type 336
CT15 | Type 336S
CT16 | Type 552
CT17 | Type I
CT18 | Type II
CT19 | Type III
CT20 | Type IV
CT21 | Type V
CT22 | Type VI
CT12 | Hybrid NEMA TS1
CT24 | S400-31A
CT13 | Special BC4T
CT14 | Special TCS-4T
CT05 | Unknown
CT25 | Type P
CT26 | P-CCTV
CT27 | OZ140061050TC
CT28 | 3L105LMXF0S18W
CT29 | Mark IV
CT04 | CCGP
CT07 | SQ-D CAB
CT08 | SQ-D H221NRB
CT09 | SQ-D H361NRB
CT30 | NEMA 4X
CT31 | NEMA 4R
CT32 | NEMA 6P/12
CT33 | TS2_Size_6
CT34 | Hybrid NEMA TS1
CT35 | Hybrid NEMA TS2
CT36 | P4400
CT37 | P44
CT38 | 332D
CT39 | 340
CT40 | 662
CT41 | 333
CT42 | TS2
CT43 | Bus Stop Totem

## CABLE_CONNECTOR_TYPE (hidden)
CABLE_CONNECTOR_TYPE_CD | CABLE_CONNECTOR_TYPE_DESC
CACT01 | 7-16 DIN
CACT02 | BNC
CACT03 | N-Type
CACT04 | UHF
CACT05 | WG63
CACT06 | Unknown
CACT07 | MCX
CACT08 | QMA
CACT09 | SMA
CACT10 | SMB
CACT11 | TNC
CACT12 | RJ45
CACT13 | CPR137G

## CALL_SIGN (hidden)
CALL_SIGN_CD | CALL_SIGN_DESC
KA2773 | KA2773
KA5708 | KA5708
KAV733 | KAV733
KB69120 | KB69120
KC8396 | KC8396
KCE210 | KCE210
KCE253 | KCE253
KCL763 | KCL763
KCR971 | KCR971
KD2387 | KD2387
KD2712 | KD2712
KD37399 | KD37399
KEB246 | KEB246
KEB321 | KEB321
KET29 | KET29
KF4954 | KF4954
KFI592 | KFI592
KFN560 | KFN560
KFN678 | KFN678
KFN680 | KFN680
KGA362 | KGA362
KGA363 | KGA363
KGA391 | KGA391
KGQ57 | KGQ57
KGQ58 | KGQ58
KGQ59 | KGQ59
KGQ60 | KGQ60
KGQ61 | KGQ61
KGQ62 | KGQ62
KGQ72 | KGQ72
KGT617 | KGT617
KGT618 | KGT618
KIA285 | KIA285
KIA680 | KIA680
KIB471 | KIB471
KIB472 | KIB472
KIB473 | KIB473
KIB474 | KIB474
KIB477 | KIB477
KIB478 | KIB478
KIB480 | KIB480
KIB481 | KIB481
KIB482 | KIB482
KIB483 | KIB483
KIB484 | KIB484
KIB485 | KIB485
KIB486 | KIB486
KIB487 | KIB487
KIB490 | KIB490
KIB491 | KIB491
KIC734 | KIC734
KIC854 | KIC854
KID489 | KID490
KIK502 | KIK502
KIL868 | KIL868
KIL907 | KIL907
KIL908 | KIL908
KIL997 | KIL997
KIM267 | KIM267
KIM778 | KIM778
KIP871 | KIP871
KIP899 | KIP899
KIP900 | KIP900
KIQ210 | KIQ210
KIQ366 | KIQ366
KIR274 | KIR274
KIT74 | KIT74
KIT75 | KIT75
KIT76 | KIT76
KIT77 | KIT77
KIU662 | KIU662
KIY695 | KIY695
KIY724 | KIY724
KIY728 | KIY728
KIY860 | KIY860
KIZ404 | KIZ404
KLW285 | KLW285
KNNM525 | KNNM527
KQY690 | KQY690
KQY691 | KQY691
KQY692 | KQY692
KUU359 | KUU359
KUV572 | KUV572
KVE45 | KVE45
KVE46 | KVE46
KYN989 | KYN989
KYN990 | KYN990
KYN991 | KYN991
KYN992 | KYN992
KYN993 | KYN993
KYN994 | KYN994
KYN995 | KYN995
KYN996 | KYN996
KYN997 | KYN997
KYN998 | KYN998
KYN999 | KYN999
KYO369 | KYO369
KYO370 | KYO370
KYO372 | KYO372
KZ3679 | KZ3679
WBV284 | WBV284
WBV286 | WBV286
WBY434 | WBY434
WBY435 | WBY435
WBY436 | WBY436
WBY437 | WBY437
WBY443 | WBY443
WCQ6706 | WCQ6707
WFLP-LP | WFLP-LP
WFLU-LP | WFLU-LP
WGP763 | WGP763
WGP764 | WGP764
WGP765 | WGP765
WGP766 | WGP766
WGP767 | WGP767
WGP768 | WGP768
WGP769 | WGP769
WGP770 | WGP770
WGP771 | WGP771
WGX650 | WGX650
WGX656 | WGX656
WGX657 | WGX657
WGX660 | WGX660
WHU718 | WHU718
WHU722 | WHU722
WHU750 | WHU750
WHU801 | WHU801
WHU805 | WHU805
WHV528 | WHV528
WHW287 | WHW287
WHW315 | WHW315
WHW319 | WHW319
WHW327 | WHW327
WHW331 | WHW331
WHW335 | WHW335
WHW339 | WHW339
WHW343 | WHW343
WHW757 | WHW757
WHW765 | WHW765
WHW769 | WHW769
WHW773 | WHW773
WHW777 | WHW777
WHW781 | WHW781
WHW785 | WHW785
WHW789 | WHW789
WHW793 | WHW793
WHW805 | WHW805
WHW820 | WHW820
WHW825 | WHW825
WHW942 | WHW942
WHX225 | WHX225
WHX229 | WHX229
WHX480 | WHX480
WHX727 | WHX727
WNBC245 | WNBC246
WNCL276 | WNCL277
WNCM979 | WNCM980
WNEK436 | WNEK436
WNEK437 | WNEK437
WNEM485 | WNEM485
WNEM487 | WNEM487
WNEV987 | WNEV987
WNEV988 | WNEV988
WNEV989 | WNEV989
WNEV990 | WNEV990
WNEV991 | WNEV991
WNEV992 | WNEV992
WNEV993 | WNEV993
WNEV994 | WNEV994
WNEV995 | WNEV995
WNEV996 | WNEV996
WNEV997 | WNEV997
WNEV998 | WNEV998
WNEV999 | WNEV999
WNEZ683 | WNEZ683
WNMH680 | WNMH680
WNNC526 | WNNC526
WNTD786 | WNTD786
WNTD787 | WNTD787
WNTD788 | WNTD788
WNTD789 | WNTD789
WNTJ274 | WNTJ274
WNTK360 | WNTK360
WNTN449 | WNTN449
WNTN450 | WNTN450
WNTS292 | WNTS292
WNTS293 | WNTS293
WNTS294 | WNTS294
WNTS295 | WNTS295
WNTS296 | WNTS296
WNTS298 | WNTS298
WNTS302 | WNTS302
WNTS304 | WNTS304
WNTS305 | WNTS305
WNTS306 | WNTS306
WNTS307 | WNTS307
WNTS308 | WNTS308
WNTS309 | WNTS309
WNVP879 | WNVP879
WNWD254 | WNWD254
WNWD255 | WNWD255
WNWD256 | WNWD256
WNXW904 | WNXW904
WPBU571 | WPBU571
WPFY845 | WPFY845
WPGI764 | WPGI764
WPHJ649 | WPHJ649
WPHJ650 | WPHJ650
WPHJ651 | WPHJ651
WPHW903 | WPHW903
WPJB823 | WPJB823
WPJB824 | WPJB824
WPJB825 | WPJB825
WPJB826 | WPJB826
WPJB827 | WPJB827
WPJB828 | WPJB828
WPJB829 | WPJB829
WPJB830 | WPJB830
WPJB831 | WPJB831
WPJB832 | WPJB832
WPJB833 | WPJB833
WPJB834 | WPJB834
WPJB835 | WPJB835
WPJB837 | WPJB837
WPJB838 | WPJB838
WPJE725 | WPJE725
WPJE726 | WPJE726
WPJE727 | WPJE727
WPJE728 | WPJE728
WPJE729 | WPJE729
WPJJ760 | WPJJ761
WPJM765 | WPJM765
WPJM766 | WPJM766
WPJQ479 | WPJQ479
WPJQ480 | WPJQ480
WPJQ481 | WPJQ481
WPKU228 | WPKU228
WPKZ356 | WPKZ356
WPKZ643 | WPKZ643
WPKZ645 | WPKZ645
WPKZ646 | WPKZ646
WPKZ650 | WPKZ650
WPKZ660 | WPKZ660
WPKZ661 | WPKZ661
WPKZ662 | WPKZ662
WPKZ665 | WPKZ665
WPKZ666 | WPKZ666
WPKZ679 | WPKZ679
WPKZ680 | WPKZ680
WPKZ681 | WPKZ681
WPLX411 | WPLX411
WPLX412 | WPLX412
WPLX413 | WPLX413
WPLX414 | WPLX414
WPLX415 | WPLX415
WPLX416 | WPLX416
WPLX417 | WPLX417
WPLX418 | WPLX418
WPLX419 | WPLX419
WPLZ500 | WPLZ500
WPLZ501 | WPLZ501
WPLZ505 | WPLZ505
WPLZ510 | WPLZ510
WPLZ513 | WPLZ513
WPLZ516 | WPLZ516
WPLZ517 | WPLZ517
WPLZ518 | WPLZ518
WPLZ519 | WPLZ519
WPLZ520 | WPLZ520
WPML268 | WPML268
WPML289 | WPML289
WPML292 | WPML292
WPML294 | WPML294
WPMX954 | WPMX954
WPNC417 | WPNC417
WPNF877 | WPNF877
WPO79 | WPO79
WPOV253 | WPOV253
WPPA280 | WPPA280
WPQA374 | WPQA374
WPQX746 | WPQX746
WPQX747 | WPQX747
WPRF555 | WPRF555
WPSM317 | WPSM317
WPSM495 | WPSM495
WPSM497 | WPSM497
WPSM498 | WPSM498
WPTB411 | WPTB411
WPUP670 | WPUP671
WPUS350 | WPUS350
WPWL619 | WPWL619
WPXI379 | WPXI379
WPYE903 | WPYE903
WPYE909 | WPYE909
WPZS817 | WPZS817
WQA224 | WQA224
WQBK727 | WQBK727
WQBK728 | WQBK728
WQBK731 | WQBK731
WQBK733 | WQBK733
WQBK734 | WQBK734
WQBN524 | WQBN524
WQBS407 | WQBS407
WQCZ985 | WQCZ985
WQDM970 | WQDM970
WQDS602 | WQDS602
WQEM276 | WQEM276
WQEP858 | WQEP858
WQEQ287 | WQEQ287
WQER740 | WQER740
WQFH514 | WQFH514
WQGN988 | WQGN988
WQGN989 | WQGN989
WQJA426 | WQJA426
WQJK307 | WQJK307
WQJK317 | WQJK317
WQKJ416 | WQKJ416
WQKJ417 | WQKJ417
WQLA990 | WQLA990
WQLA991 | WQLA991
WQLA992 | WQLA992
WQLV550 | WQLV550
WQLV552 | WQLV552
WQLZ265 | WQLZ265
WQMD329 | WQMD329
WQMQ746 | WQMQ746
WQMZ864 | WQMZ864
WQNF665 | WQNF665
WQNF946 | WQNF946
WQNF947 | WQNF947
WQOB315 | WQOB315
WQOB316 | WQOB316
WQOB319 | WQOB319
WQOB320 | WQOB320
WQOB326 | WQOB326
WQOB327 | WQOB327
WQOL379 | WQOL379
WQOL380 | WQOL380
WQOL381 | WQOL381
WQOL382 | WQOL382
WQOL383 | WQOL383
WQOL384 | WQOL384
WQOL387 | WQOL387
WQOL390 | WQOL390
WQOL391 | WQOL391
WQOL392 | WQOL392
WQOL393 | WQOL393
WQOL396 | WQOL396
WQOL398 | WQOL398
WQOL402 | WQOL402
WQOL404 | WQOL404
WQOL405 | WQOL405
WQOL406 | WQOL406
WQOL407 | WQOL407
WQOL408 | WQOL408
WQOL409 | WQOL409
WQOL410 | WQOL410
WQOL411 | WQOL411
WQOL412 | WQOL412
WQOM483 | WQOM483
WQOM484 | WQOM484
WQV52 | WQV52
WQV53 | WQV53
WQZ213 | WQZ213
WQZ250 | WQZ250
WQZ377 | WQZ377
WQZ380 | WQZ380
WQZ408 | WQZ408
WQZ420 | WQZ420
WQZ421 | WQZ421
WQZ423 | WQZ423
WQZ446 | WQZ446
WQZ447 | WQZ447
WQZ452 | WQZ452
WQZ453 | WQZ453
WQZ455 | WQZ455
WQZ456 | WQZ456
WQZ459 | WQZ459
WQZ463 | WQZ463
WQZ467 | WQZ467
WQZ478 | WQZ478
WXB707 | WXB707
WXY995 | WXY996
WXZ349 | WXZ349
WYA649 | WYA649
WYA654 | WYA654
UNLCN | Unlicensed
UNK | Unknown
WQOH545 | WQOH545
WQRX888 | WQRX888
WQND850 | WQND850
WQQF964 | WQQF964
WQQF965 | WQQF965
WQQY210 | WQQY210
WQQY211 | WQQY211
WQTC459 | WQTC459
WQTC460 | WQTC460
WQUW208 | WQUW208
WQUW210 | WQUW210
KIC533 | KIC533
WQVT445 | WQVT445
WQVT446 | WQVT446
WQVT448 | WQVT448
WQVT453 | WQVT453
WQVT456 | WQVT456
WQVT457 | WQVT457
WQVT459 | WQVT459
WQVT501 | WQVT501
WQXV737 | WQXV737
WQR448 | WQR448
WQYK847 | WQYK847
WQYR444 | WQYR444
WQYQ909 | WQYQ909
WQYQ797 | WQYQ797
WQYQ798 | WQYQ798
WQZI598 | WQZI598
WQYQ815 | WQYQ815
WQYQ784 | WQYQ784
WQYQ782 | WQYQ782
WQYQ783 | WQYQ783
WQYQ781 | WQYQ781
WQYQ779 | WQYQ779
WQYQ780 | WQYQ780
WQYQ907 | WQYQ907
WQYQ906 | WQYQ906
WQYS422 | WQYS422
WQYS419 | WQYS419
WQYS420 | WQYS420
WKYQ759 | WKYQ759
WQYQ758 | WQYQ758
WQYQ902 | WQYQ902
WQYQ901 | WQYQ901
WQYN320 | WQYN320
WQYP464 | WQYP464
WQYK848 | WQYK848
WQYQ757 | WQYQ757
WQYS412 | WQYS412
WQYM777 | WQYM777
WQYP486 | WQYP486
WQYP849 | WQYP849
WQYP850 | WQYP850
WQYP462 | WQYP462
WQYS417 | WQYS417
WQYQ903 | WQYQ903
WQYK849 | WQYK849
WQYK846 | WQYK846
WQYQ905 | WQYQ905
WQYP434 | WQYP434
WQZW655 | WQZW655
WQZX773 | WQZX773
WQYU225 | WQYU225
WQYR518 | WQYR518
WQYR517 | WQYR517
WQYS416 | WQYS416

## CCTV_LOW_DEV (hidden)
LOW_DEV_MANUF_CD | LOW_DEV_MODEL_CD | LOW_DEV_MANUF_DESC | LOW_DEV_MODEL_DESC |  | LOW_DEV_MANUF_DESC | LOW_DEV_MODEL_DESC
CDP | LDM13 | CDP | CDP-16HDB | CLD | CDP | CDP-16HDB
CLS | LDM19 | CLS | CDP6-16HDB-70-80SC | CLD | CLS | CDP6-16HD-DN
CLS | LDM22 | CLS | CDP6-16HDD-55-65SC-3 | CLD | MG Squared | CDP6-16HDB-70-80SC
CLS | LDM26 | CLS | CDP6-16HDDN-70-80SC | CLD | Moog Videolarm | CDP6-16HDD-55-65SC-3
CLS | LDM17 | CLS | CDP6-16HDDN-80-90SC | CLD | Not Applicable | CDP6-16HDDN-70-80SC
CLS | LDM21 | CLS | CDP6-16HDDN100-110SC | CLD | Unknown | CDP6-16HDDN-80-90SC
CLS | LDM16 | CLS | CDP6-16HD-DN | CLD |  | CDP6-16HDDN100-110SC
CLS | LDM14 | CLS | CDP6-16HDNP-50-605C | CLD |  | CDP6-16HDNP-50-605C
CLS | LDM12 | CLS | CDP6-16HDNP-65-755C | CLD |  | CDP6-16HDNP-65-755C
CLS | LDM15 | CLS | CDP6-16HDQ-65-75SC-3 | CLD |  | CDP6-16HDQ-65-75SC-3
CLS | LDM11 | CLS | CEPM-16HDX | CLD |  | CEPM-16HDX
CLS | LDM04 | CLS | CEPM-3214 | CLD |  | CEPM-3214
MGS | LDM06 | MG Squared | CLDMG2-EXT | CLD |  | CLDMG2-EXT
MGS | LDM02 | MG Squared | CLDMS2-HYP | CLD |  | CLDMS2-HYP
CLS | LDM01 | CLS | CLS HD-16 | CLD |  | CLS HD-16
MGV | LDM03 | Moog Videolarm | CamEvator | CLD |  | CamEvator
MGS | LDM23 | MG Squared | LWR6-100 | CLD |  | LWR6-100
CLS | LDM18 | CLS | North Star LD | CLD |  | North Star LD
NA | LDM10 | Not Applicable | Not Applicable | CLD |  | Not Applicable
MGS | LDM25 | MG Squared | PEF-2C-20 | CLD |  | PEF-2C-20
MGS | LDM24 | MG Squared | PEF-2C-33 | CLD |  | PEF-2C-33
CLS | LDM20 | CLS | SCU-1CLS-16 | CLD |  | SCU-1CLS-16
MGS | LDM07 | MG Squared | Unknown | CLD |  | Unknown
MGV | LDM08 | Moog Videolarm | Unknown | CLD |  | Unknown Lowering Device
CLS | LDM05 | CLS | Unknown | CLD
UNK | LDM09 | Unknown | Unknown Lowering Device | CLD

## CCTV_TYPE (hidden)
CCTV_TYPE_CD | CCTV_TYPE_DESC
CTT05 | Dome
CTT06 | Dome w/ Lowering Device
CTT01 | Tubular Fixed
CTT02 | Tubular w/ PTZ
CTT03 | External Positioner
CTT04 | Thermal/Visible Hybrid

## CHAR_HEIGHT (hidden)
CHAR_HEIGHT_CD | CHAR_HEIGHT_DESC
6 | 6"
8 | 8"
12 | 12"
15 | 15"
18 | 18"
22 | 22"
11 | 11"

## CLOCK_UNIT_TYPE (hidden)
CLOCK_UNIT_TYPE_CD | CLOCK_UNIT_TYPE_DESC
TSWH | Time Switch
MASTER | Master Clock
UNK | Unknown
GPSTS | GPS Time Switch

## COMM_CABLE_SIZE (hidden)
COMM_CABLE_SIZE_CD | COMM_CABLE_SIZE_DESC
CMCA01 | 1/2"
CMCA02 | 7/8"
CMCA03 | 1-1/4"
CMCA04 | EW63
CMCA05 | EW90
CMCA06 | WE65
CMCA07 | 1/4"
CMCA08 | 3/8"
CMCA09 | 1"
CMCA10 | 1-5/8"
CMCA11 | 2-1/4"
CMCA12 | WE-61
CMCA13 | EW63
CMCA14 | Twist-Flex
CMCA15 | E65J
CMCA16 | WG63
CMCA17 | WG65
CMCA18 | WE-108
CMCA19 | LDF4-50A
CMCA20 | LDF5-50A
CMCA21 | FLC 78-50J
CMCA22 | RG 213U
CMCA23 | EC4-50HF
CMCA24 | Unknown

## COMM_CABLE_TYPE (hidden)
COMM_CABLE_TYPE_CD | COMM_CABLE_TYPE_DESC
CXCORR | Coax - Corrugated
CXBRAD | Coax - Braided
WAVGUD | Waveguide
CAT5E | CAT5e

## COMM_SRV_TYPE (hidden)
COMM_SRV_TYPE_CD | COMM_SRV_TYPE_DESC
CBLM | CATV - Broadband
DSL | Telco - DSL
POTS | Telco - POTS
PWR | PwrCo - Broadband
CELL | Wireless - Cellular
SAT | Wireless - Satellite
TELETH | Telco - Ethernet

## COMM_TYPE (hidden)
COMM_TYPE_CD | COMM_TYPE_DESC
ETH | Ethernet
ETHSER | Ethernet/Serial
SER | Serial
WRLESS | Wireless
FIBER | Fiber
NA | Not Applicable
TALERT | Traffic Alert
ELOGGER | Event Logger

## CONDUCTOR_AWG (hidden)
CONDUCTOR_AWG_ID | CONDUCTOR_AWG_DESC
2AWG | 2 AWG
4AWG | 4 AWG
6AWG | 6 AWG
8AWG | 8 AWG
10AWG | 10 AWG
12AWG | 12 AWG
14AWG | 14 AWG
16AWG | 16 AWG
18AWG | 18 AWG
19AWG | 19 AWG
20AWG | 20 AWG
22AWG | 22 AWG
24AWG | 24 AWG
26AWG | 26 AWG
1AWG | 1 AWG
0AWG | 0 AWG
1-0AWG | 1/0 AWG
2-0AWG | 2/0 AWG
3-0AWG | 3/0 AWG
UNK | Unknown
4-0AWG | 4/0 AWG
3AWG | 3 AWG
TRIPLEX | Triplex
DUPLEX | Duplex
7.7-0AWG | 7.7/0 AWG
6.2-0AWG | 6.2/0 AWG
250KCM | 250 KCM

## CONDUCTOR_STRANDING (hidden)
CONDUCTOR_STRANDING_CD | CONDUCTOR_STRANDING_DESC
SOL | Solid
STR | Stranded

## CONFLICT_MONITOR_CHANNEL (hidden)
CONFLICT_MNTR_CHNL_CD | CONFLICT_MNTR_CHNL_DESC
CMC03 | 3 Channel
CMC06 | 6 Channel
CMC12 | 12 Channel
CMC16 | 16 Channel
CMC18 | 18 Channel
UNK | Unknown

## CONSTRUCTION_TYPE (hidden)
CONSTRUCTION_TYPE_CD | CONSTRUCTION_TYPE_DESC
A | Aerial
U | Underground - Conduit
B | Underground - Direct Buried
AG | Aboveground - Conduit
M | Bridge Mounted
V | Splice Vault
L | Building
C | Cabinet
I | Inside Pole

## CONTROLLER_TYPE (hidden)
CONTROLLER_TYPE_CD | CONTROLLER_TYPE_DESC
EXT | External
INT | Internal

## COUNTY (hidden)
County_Name | CODE
ALACHUA | ALC
BAKER | BAC
BAY | BAY
BRADFORD | BRD
BREVARD | BRV
BROWARD | BRW
CALHOUN | CLN
CHARLOTTE | CHA
CITRUS | CIR
CLAY | CLY
COLLIER | COL
COLUMBIA | CLA
DESOTO | DEU
DIXIE | DIX
DUVAL | DVL
ESCAMBIA | ESC
FLAGLER | FLR
FRANKLIN | FRN
GADSDEN | GAD
GILCHRIST | GIL
GLADES | GLA
GULF | GFL
HAMILTON | HLN
HARDEE | HAR
HENDRY | HEN
HERNANDO | HER
HIGHLANDS | HIG
HILLSBOROUGH | HIC
HOLMES | HMS
INDIAN RIVER | IRC
JACKSON | JAC
JEFFERSON | JEF
LAFAYETTE | LAF
LAKE | LKC
LEE | LEE
LEON | LEO
LEVY | LVY
LIBERTY | LBE
MADISON | MAD
MANATEE | MNT
MARION | MAO
MARTIN | MTC
MIAMI-DADE | MDC
MONROE | MON
NASSAU | NAS
OKALOOSA | OKA
OKEECHOBEE | OKC
ORANGE | ORA
OSCEOLA | OSC
PALM BEACH | PBC
PASCO | PSC
PINELLAS | PIN
POLK | POL
PUTNAM | PUT
SANTA ROSA | SRC
SARASOTA | SAR
SEMINOLE | SEM
ST JOHNS | SAJ
ST LUCIE | SLU
SUMTER | SUM
SUWANNEE | SUW
TAYLOR | TAY
UNION | UNC
VOLUSIA | VOL
WAKULLA | WAK
WALTON | WTN
WASHINGTON | WSN

## DATA_CABLE_TYPE (hidden)
DATA_CABLE_TYPE_ID | DATA_CABLE_TYPE_DESC
DCAB01 | CAT 3
DCAB02 | CAT 5
DCAB03 | CAT 5e
DCAB04 | CAT 6
DCAB05 | Phone
DCAB06 | 6 Pair/22 AWG
DCAB07 | 6 Pair/19 AWG
DCAB08 | 12 Pair/22 AWG
DCAB09 | 12 Pair/19 AWG
DCAB10 | 25 Pair/22 AWG
DCAB11 | 25 Pair/19 AWG
DCAB12 | 2 Pair/18 AWG

## DEV_INPUT_VOLTAGE (hidden)
DEV_INPUT_VOLTAGE_CD | DEV_INPUT_VOLTAGE_DESC
5-30VDC | 110 VAC
9-30VDC | 115 VAC
12VDC | 12 VDC
12-28VDC | 120 VAC
12-48VDC | 12-28 VDC
138VDC | 12-48 VDC
24VDC | 13.8 VDC
48VDC | 24 VDC
110VAC | 48 VDC
115VAC | 5-30 VDC
120VAC | 90-135V
POE | 9-30 VDC
90-135V | POE

## DEV_OUTPUT_VOLTAGE (hidden)
DEV_OUTPUT_VOLTAGE_CD | DEV_OUTPUT_VOLTAGE_DESC
12VDC | 12 VDC
24VDC | 24 VDC
48VDC | -48 VDC
240VAC | 240 VAC
120VAC | 120 VAC
POE | POE

## DISTRICT (hidden)
DISTRICT_ID | NAME
10 | FDOT Central Office
1 | FDOT D1
2 | FDOT D2
3 | FDOT D3
4 | FDOT D4
5 | FDOT D5
6 | FDOT D6
7 | FDOT D7
8 | FDOT FTE
14 | Broward County
13 | Manatee County
12 | MDX
11 | Pinellas County

## DISPLAY_MATRIX_TYPE (hidden)
DISPLAY_MATRIX_TYPE_CD | DISPLAY_MATRIX_TYPE_DESC
DMT03 | Full Matrix
DMT02 | Character Matrix
DMT01 | Line Matrix

## DMS_HOUSING_ACCESS (hidden)
DMS_HOUSING_ACCESS_CD | DMS_HOUSING_ACCESS_DESC
FRONT | Front
REAR | Rear
WALKIN | Walk-in
EMBED | Embedded

## DMS_BULB_MANUF_MODEL (hidden)
DMS_BULB_MANUF_CD | DMS_BULB_MODEL_CD | DMS_BULB_MANUF_DESC | DMS_BULB_MODEL_DESC | TYPE
BULBMANF | BULBMDL | Unknown | Unknown | DMS

## DMS_TYPE (hidden)
DMS_TYPE_CD | DMS_TYPE_DESC
DT002 | FiberShutter
DT003 | Flip Disk
DT001 | LED Monochrome
DT004 | LED Tri-color
DT005 | LED Full-color

## DMS_USE (hidden)
DMS_USE_CD | DMS_USE_DESC
ARTL | Arterial
FWAY | Freeway
LCS | Lane Use Control
STAT | Status
TOLL | Toll
PARK | Parking Availability

## DUCT_COUNT (hidden)
DUCT_COUNT_CD | DUCT_COUNT_DESC
1 | 1
2 | 2
3 | 3
4 | 4
5 | 5
6 | 6
7 | 7
8 | 8
9 | 9
10 | 10
11 | 11
12 | 12
24 | 24

## DUCT_INSTALLATION (hidden)
DUCT_INSTALLATION_CD | DUCT_INSTALLATION_DESC
DB | Direct Buried
BM | Bridge Mount
SM | Structure Mount
EWM | Exterior Wall Mount
IWM | Interior Wall Mount
IBW | Inside Barrier Wall
IB | Inside Building
U | Underground

## DUCT_SIZE (hidden)
DUCT_SIZE_CD | DUCTS_SIZE
DS8 | 0.5"
DS9 | 0.75"
DS4 | 1"
DS5 | 1.25"
DS6 | 1.5"
DS3 | 2"
DS2 | 3"
DS1 | 4"
D14 | 5"
D10 | 6"
D11 | 8"
D12 | 10"
D13 | 12"

## DUCT_TYPE (hidden)
DUCT_TYPE_CD | DUCT_TYPE_DESC
DBH | High Density Polyethylene (HDPE) - Smooth
DBHR | HDPE - Ribbed
DBHMC | HDPE Multi-cell
DBP | Polyvinyl Chloride (PVC)
DBPMC | PVC Multi-cell
BSP | Black Steel Pipe (BSP)
BSPMC | BSP Multi-cell
GRS | Galvanized Rigid Steel (GRS)
GRSMC | GRS Multi-cell
GSP | Galvanized Steel Pipe (GSP)
GSPMC | GSP Multi-cell
EMT | Electrical Metallic Tubing (EMT)
EMTMC | EMT Multi-cell
UNK | Unknown
BPFG | Bullet Resistant Fiberglass
BPFGMC | Bullet Resistant Fiberglass Multi-cell

## EFSS_DISPLAY_TYPE (hidden)
EFSS_DISPLAY_TYPE_CD | EFSS_DISPLAY_TYPE_DESC
LED | LED
FD | Flip Disk
FS | Fiber Shutter

## EFSS_SIZE (hidden)
EFSS_SIZE_CD | EFSS_SIZE_DESC
3630 | 36" x 30"
4130 | 41" x 30”
6048 | 60” x 48”
4836 | 48" x 36"
3333 | 33" x 33"
4733 | 47" x 33"

## ELEC_ADMIN_TYPE (hidden)
ELEC_ADMIN_TYPE_CD | ELEC_ADMIN_TYPE_DESC
LC | Load Center
MP | Meter Point
SP | Service Point
STNDBGEN | Standby Generator

## ELECTRIC_DEV_SUBTYPE (hidden)
SUBTYPE_CD | SUBTYPE_DESC
DCPWRDIS | DC Power Distribution System
PWRMGMT | Power Management System
UNINTPWR | Uninterrupted Power Service
SOLARPWR | Solar Power Service
PWRSUPLY | Power Supply - Electronics
SURGEPRT | Surge Protection - Device
STNDBGEN | Stand-By Generator
TRANSFSW | Transfer Switch
ENCLDISC | Panel/Enclosure/Disconnect
CABPWRRC | Cabinet Power Receptacle
CABSURG | Cabinet Surge Protection
TRANSFMR | Transformer
ELECTMTR | Electric Meter
BATTERY | Battery
RECTFIER | Rectifier
DCDCCNVR | DC-DC Converter
DCPWCTPN | DC Power Control Panel
PWSIGCAB | Power Supply-Signal Cabinet
DISTCIRC | Distribution Circuit
PWRSTP | Power Strip
SLRPWCTL | Solar Power Controller
SLRPWPNL | Solar Power Panel

## ELECTRIC_DEV_TYPE (hidden)
TYPE_CD | TYPE_DESC | SUBTYPE_CD | MASTER_ELECTRIC_DEV_TYPE_DESC
NA | Not Applicable | DCPWRDIS | AGM
NA | Not Applicable | PWRMGMT | Data
NA | Not Applicable | UNINTPWR | Flooded
NA | Not Applicable | SOLARPWR | Gel
NA | Not Applicable | PWRSUPLY | Low Voltage
DATA | Data | SURGEPRT | Not Applicable
VIDEO | Video | SURGEPRT | Unknown
LOWV | Low Voltage | SURGEPRT | Video
UNK | Unknown | SURGEPRT | (blank)
NA | Not Applicable | STNDBGEN
NA | Not Applicable | TRANSFSW
NA | Not Applicable | CABSURG
BTRY1 | AGM | BATTERY
BTRY2 | Flooded | BATTERY
BTRY3 | Gel | BATTERY
UNK | Unknown | RECTFIER
NA | Not Applicable | DCDCCNVR
NA | Not Applicable | DCPWCTPN
NA | Not Applicable | PWSIGCAB
NA | Not Applicable | SLRPWCTL
NA | Not Applicable | SLRPWPNL
NA | Not Applicable | ENCLDISC
NA | Not Applicable | TRANSFMR

## ELECTRIC_DEV_SURGEPRT_TYPE (hidden)
TYPE_CD | TYPE_DESC | SUBTYPE_CD | TYPE_DESC
DATA | Data | SURGEPRT | Data
VIDEO | Video | SURGEPRT | Low Voltage
LOWV | Low Voltage | SURGEPRT | Unknown
UNK | Unknown | SURGEPRT | Video
LINEV | Line Voltage | SURGEPRT | Line Voltage

## ELECTRIC_DEV_MANUF_MODEL (hidden)
ELEC_MANUF_CD | ELEC_MODEL_CD | ELEC_MANUF_DESC | ELEC_MODEL_DESC | ELEC_DEV_TYPE_CD | SubType | MASTER_ELEC_DEV_BATTERY_MANUF_QUERY | ELEC_MANUF_DESC | ELEC_MODEL_DESC | CABSURG | ELEC_MANUF_DESC | ELEC_MODEL_DESC | DCDCCNVR | ELEC_MANUF_DESC | ELEC_MODEL_DESC | DCPWCTPN | ELEC_MANUF_DESC | ELEC_MODEL_DESC | DCPWRDIS | ELEC_MANUF_DESC | ELEC_MODEL_DESC | PWRMGMT | ELEC_MANUF_DESC | ELEC_MODEL_DESC | PWRSUPLY | ELEC_MANUF_DESC | ELEC_MODEL_DESC | PWRSIGCAB | ELEC_MANUF_DESC | ELEC_MODEL_DESC | RECTFIER | ELEC_MANUF_DESC | ELEC_MODEL_DESC | SLRPWCTL | ELEC_MANUF_DESC | ELEC_MODEL_DESC | SLRPWPNL | ELEC_MANUF_DESC | ELEC_MODEL_DESC | STNDBGEN | ELEC_MANUF_DESC | ELEC_MODEL_DESC | SURGEPRT | ELEC_MANUF_DESC | ELEC_MODEL_DESC | TRANSFMR | ELEC_MANUF_DESC | ELEC_MODEL_DESC | TRANSFSW | ELEC_MANUF_DESC | ELEC_MODEL_DESC | UNINTPWR | ELEC_MANUF_DESC | ELEC_MODEL_DESC
ACDEL002 | BTR081 | ACDelco | 31-901CT | BTRY2 | BATTERY |  | ACDelco | 100XTV |  | APC | .11229 |  | Mean Well | .1475 |  | Eltek | FP2-48-150A |  | ELTEK | .501997 |  | APC | 1RU8126MS |  | ACPowerAdapter | .2000 |  | Eberle Design Inc. (EDI) | 500098-2000 |  | Alpha Technologies | .9155100220 |  | Morningstar | PS-15M |  | AmerescoSolar | 120J |  | Baldor | .11839 |  | AdapterTech | .22035 |  | ACME | 10S1F |  | ASCO | .1771640200 |  | APC | .2200
ACDEL001 | ACDEL002 | ACDelco | 34 AGM | BTRY1 | BATTERY |  | APC | 121000U |  | ASCO | .14631 |  | PolyPhaser | .1500 |  | Nortel | SSD2 |  | PCP | .501998 |  | CarCommInc | ACS 2002 |  | AdapterTech | .206 |  | Econolite | CPS 102 |  | Eltek | AlphaGuard AG-CMT-4SC |  | Tycon Power | ProStar |  | BPSolar | 30J |  | Caterpillar | .1771640100 |  | AeTek | .22043 |  | Eaton | 15T2F |  | CumminsPower | .7805 |  | Ablerex | .3000
ACDEL002 | BTR065 | ACDelco | ACD31TP | BTRY2 | BATTERY |  | Alpha | 12HX100FRGN |  | Citel | .16100 |  | Power Conversion Products | 291-3364 |  | Power Conversion Products | SSD3-LT |  | SunWise | 96PRE404AAE0 |  | CyberPower | AMV-6A |  | AdvancedProtectionTechnologies | .408357630 |  | McCain INc. | CPS 105 |  | IOTA | DLS-15/IQ4 |  | Unknown | Prostar PS-15M |  | HyundaiEnergySolutions | 5100-0406 |  | Cummins Power | .1771760100 |  | APC | .24504 |  | Emerson | 16B |  | DetroitDiesel | .9758120100 |  | Activa | .5125
ALPHA1 | BTR049 | Alpha | 100XTV | BTRY1 | BATTERY |  | Alpha Technologies | 12XE1010F-FR |  | DEHN | .16400 |  | Signal Comm | 71-7480 |  | Telco Systems | Unknown |  | Unknown | 96PRE404BA21 |  | DigitalLoggers | AP7581 |  | AdvantechB+BSmartWorx | .408362598 |  | Mobotrex | CPS105 |  | Nortel | DLS-30/IQ4 |  |  | Prostar PS-30M |  | K&KSystems | BP3125J |  | Detroit Diesel | .9758120200 |  | ASCO | .24509 |  | FederalPacific | 1S1F |  | Emerson | 00676-0 |  | Alpha Technologies | .9125
ALPHA1 | BTR028 | Alpha | 181-013-10 | BTRY1 | BATTERY |  | AlphaTechnologies | 12XE1110F-FR |  | DaytonElectric | .4982 |  | Unknown | 96PRE404BAD2 |  | Unknown |  |  | Valere | 96PRE404BAD1 |  | Furman | AP7811 |  | AltechCorp. | .4124857 |  | Naztec INc. | Model 206 |  | Power Conversion Products | Flatpack2 48/2000 |  |  | SS-10L-12V |  | Kyocera | BP3140J |  | GENERAC | 1000SEJ |  | BTUResearch | .24510 |  | GE | 2S51F |  | GENERAC | 20A-03777W |  | Clary | .9130
ALPCEL1 | BTR096 | Alpha Technologies | AlphaCell 195GXL | BTRY1 | BATTERY |  | BrightWayGroup | 12XE1150F-FR |  | Ditek | .78000000 |  | Wall | DC-23 | [5 empty] | 96PRE404BAD2 |  | Geist | AP7822 |  | Altronix | .6410 |  | Peek | Model 206L |  | Unknown | NT0H4311 |  |  | SS-20L-24V |  | Larland | BP320J |  | Genset | 100ENBA |  | Citel | .24518 |  | HammondPowerServices | 3S6F |  | GenTran | 300 Series |  | Dell | .9150
ALPHA1 | BTR014 | Alpha | AlphaCell 1810017 | BTRY1 | BATTERY |  | C&DTechnologies | 181-013-10 |  | EDCO | 10861 ZoneDefender 2 |  | Wilmore | PCP-48/24-20DCPlus | [5 empty] | 999P010012085-A |  | ITSCommander | AP7900 |  | AmericanDynamics | .9604 |  | Siemens ITS/Eagle | NEMA TS2 |  | Valere | PS-19 |  |  | SS-6L-12V |  | LGElectronics | BP3225T |  | Katolight | 100GJS6DT3 |  | Comtrol | .24521 |  | REeliance | 5S4F |  | GeneralElectric(GE) | 40275-891-01 |  | EDCO | .9155
ALPCEL3 | BTR055 | AlphaTechnologies | 100XTV | BTRY3 | BATTERY |  | CSBBattery | 200544G2 |  | Eaton / Crouse-Hinds / MTL | 120 / 240 Zone Defender |  |  | SD-500L-12 | [5 empty] | CTOS0201 |  | Kohler | AP7911B |  | AmericanTechnology | 0334B5555 |  | Trafficware | PS-100 |  |  | TWPP-48-150-CE |  |  | SunSaver 10 |  | Newpowa | BP330J |  | Kohler | 100R0ZJ |  | CYLIX | .24528 |  | SquareD | 7S1F |  | Kohler | 40281-337-01 |  | Eaton | 1000MX
ALPCEL1 | BTR062 | AlphaTechnologies | AlphaCell 100XTV | BTRY1 | BATTERY |  | ClaryCorporation | 31-901CT |  | Eclips | 120 VAC |  |  | SIW24TT12-30 | [5 empty] | Q4820N-19DB01-VV |  | Leviton | CPA-1215 RMS |  | AMGSystems | 100-200 VAC |  | Unknown | PS-200 |  |  | Twin Pack Plus |  |  | SunSaver SS-20L-12V |  | Sharp | BP340J |  | Lynx Power Systems | 100R0ZJE |  | Ditek | .24540 |  |  | 9T21S1050 |  | Meter-Rite / Ronk | 7000 Series |  | Econolite | 1000TP
ALPCEL1 | BTR057 | AlphaTechnologies | AlphaCell 150XTV | BTRY1 | BATTERY |  | Deka | 34 AGM |  | EmersonNetworkPower | 120-H |  |  | Unknown | [5 empty] | TWPCE-48S795 |  | MiddleAtlanticProducts | CPS-1215 RMS |  | Amigo | 100-240 VAC |  |  | PS-200E |  |  | Unknown |  |  | TP-SCOPE-1248 |  | SolarlandUSA | BP350J |  | MCM | 100ROZJ81 |  | Eaton / Crouse-Hinds / MTL | .24548 |  |  | C1F002LES |  | NorthernTechnologies | 96A05256-W |  | Emerson | 550A277V2PND
ALPCEL3 | BTR003 | AlphaTechnologies | AlphaCell 180GXL | BTRY3 | BATTERY |  | Duracell | 3CC-9 |  | G-Tranquil | 120/208 VAC | [8 empty] | TWPCE-48S797 |  | Minuteman | CSW8RU |  | Amseco | 12VDC |  |  | PS-2412 |  |  | V1250A-VV |  |  | TS-MPPT-60 |  | Solartech | BP365J |  | MTS | 100RZ82 |  | Eclips | .24551 |  |  | C1F003EES |  | RONK | 97A0152 |  | Lantronix | 5PX1500RT
[7 empty] | EastPenn | 6-90A14 |  | GE | 120/240 VAC | [8 empty] | TWPCE-48S798 |  | Multilink | CW-2H1-C20 |  | APC | 190A |  |  | PS-2412 TS2 | [5 empty] | TriStar |  | Suntech | BP480J |  | MTU-ONSITE | 10DSKAA |  | EDCO | .24558 |  |  | C1F003LES |  | Reliance | 97B00850-W |  | Liebert | 9130-1000
ALPCEL3 | BTR050 | AlphaTechnologies | AlphaCell 220GXL | BTRY3 | BATTERY |  | Eaton | 8A22NF |  | HESCO / RLS | 120/280 VAC | [8 empty] | TWPD-48-50-CE |  | ServerTechnology | DIN4 |  | APS | 2430-02 |  |  | PS-250 Series | [5 empty] | TriStar TS-MPPT-60 |  | Sutron | DS-15A |  | Magnum | 10ROY61 |  | Emerson / EDCO | .24572 |  |  | C1F003PES |  | SquareD | CSR201 |  | MYERS | 9PX1000
ALPCEL1 | BTR058 | AlphaTechnologies | AlphaCell 240XTV | BTRY1 | BATTERY |  | EnerSys | 8A24 HEI |  | HighVoltagePowerSolutions | 120H | [8 empty] | Unknown |  | Sinclair | EPCR5 |  | Astron | 291-3363 |  |  | PS2D | [5 empty] | TriStar-45 |  | TrinaSolar | KD135SX-UFBS |  | Olympian | 125ROZJ81 |  | Enable-IT | .24574 |  |  | C1F025LES |  | ThompsonElectronics | D00300020200F10C |  | Minuteman | 9PX1000RT
ALPCEL1 | BTR056 | AlphaTechnologies | AlphaCell 4.0HP | BTRY1 | BATTERY |  | Exide | 8A27 |  | Hubbell | 14400 ZoneDefender | [10 empty] | Synaccess | EPCR6 |  | AutomationDirect | 41-12-300C |  |  | TS200E | [5 empty] | Unknown |  | Unknown | KD140SX-UFBS |  | Olympic Generators | 15DSKAB |  | Enable-It | .24578 |  |  | CSR-301 |  | Unknown | D03ATSB20104FGXF |  | Multilink | AP7900B
ALPCEL3 | BTR040 | AlphaTechnologies | AlphaCell 85-GXL-HP | BTRY3 | BATTERY |  | GNB | 8G27 |  | Intermatic | 150 VAC | [10 empty] | Tripp-Lite | EPCR7 |  | Axis | 5023-121 |  |  | Unknown | [7 empty] | ValueLineSeries | LG2201P1C |  | Onsite Energy | 15RE0ZK |  | Fairway | .24580 |  |  | EE37S3H |  | ZincFive | D224NRB |  | Orion Power Systems | AP9224110
ALPCEL3 | BTR047 | AlphaTechnologies | GXL85-HP | BTRY3 | BATTERY |  | Genesis | 8G40 |  | Joslyn | 150H | [10 empty] | Unknown | Ethernet Power Controller 5 |  | BEC | 5900-331-01 | [11 empty] | NPA20S-12i |  | Powko | 20 ES |  | GNL | .24582 |  |  | EE50S3H |  |  | D321NRB |  | Peek | APC SMT1500
ALPCEL2 | BTR064 | AlphaTechnologies | PS-0058-BAT | BTRY2 | BATTERY |  | InterstateBatteries | 8G8D-LTP |  | Leviton | 16100 ZoneDefender PRO | [10 empty] | WesternTelematicInc | IPS-1600-D20 |  | BLACKBOX | 60-000381-01 | [11 empty] | NPA250S-15i/06 |  | Spectrum | 20DSEJB Gen Set |  | HescoRLS | .24584 |  |  | HS5F3AS |  |  | DT321RB |  | Power Ware | APC SMT1500NC
ALPCEL1 | BTR001 | AlphaTechnologies | Unknown | BTRY1 | BATTERY |  | Liebert | 8G8D-T975 |  | MeanWell | 16801 ZoneDefender | [10 empty] | ZincFive | ITS Commander |  | Bosch | 71-7200 | [11 empty] | NU-U240F2 |  | Taylor Power Systems | 20REOZK |  | Intertek | .24587 |  |  | HS5F5AS |  |  | DTU-323NRB |  | Schnider Electric | AT-BU725
ALPCEL2 | BTR002 | AlphaTechnologies | Unknown | BTRY2 | BATTERY |  | MK Battery | 90A-07 |  | Mersen | 175 VAC | [11 empty] | MPAC 1200 |  | Brocade | 7412007-003 | [11 empty] | RG Series |  | Terex | 250REOZJE |  | Iteris | .24596 |  |  | NMF037LE |  |  | DTU223MRU |  | Southern Manufacturing | BE650G1
ALPCEL3 | BTR004 | AlphaTechnologies | Unknown | BTRY3 | BATTERY |  | MKBattery | 90G11 |  | Meter-Treater | 200 Series | [11 empty] | MPAC 1500 |  | Canoga | 80 Series | [11 empty] | SLP015-06 |  | Triton | 25DSKCA |  | Joslyn | .24597 |  |  | NMF050LE |  |  | DTU223RB |  | TechPower Developments | BR1500G
SCHELEC1 | BTR080 | APC | RBC6 | BTRY1 | BATTERY |  | MagnaPower | 9PXEBM36RT |  | Nvent / Erico | 2AX018CX1TS | [11 empty] | NP-0801D |  | CarCommInc | 8000-0262 | [11 empty] | SLP060-12M |  | Unknown | 283CSL1506-1 Gen Set |  | L-Com | .35310 |  |  | P2XLF21-15N |  |  | DTU224NRB |  | Tesco Controls | D1500RM2U
SCHELEC2 | BTR094 | APC | XB102XX1XS | BTRY3 | BATTERY |  | Mighty Max Battery | ACD31TP |  | PQ Protection | 2AXO18CX10TS | [11 empty] | NP-0808DT |  | Cincon | 8VJBOX2 | [11 empty] | SLP065 |  |  | 30SG |  | Lufft | .35319 |  |  | Q003LEKF7 |  |  | DTU233NRB |  | Tripp-Lite | DBL M Series
BRWAY2 | BTR088 | BrightWayGroup | BW12180 | BTRY2 | BATTERY |  | NPP | Absolyte IIP |  | PULS | 300 Series | [11 empty] | Net Booter NP-0808DT |  | Cisco | ABLM1A24012 | [11 empty] | SPM013P |  |  | 330719-1-1-0211 |  | Meter-Treater | .360 |  |  | Q003PEKF7 |  |  | DTU_323 |  | Unknown | DBL MX Series
BRWAY1 | BTR092 | BrightWayGroup | BW12550DC-Z | BTRY1 | BATTERY |  | North Star | AlphaCell 100XTV |  | Siemens | 32120-001 | [11 empty] | PDU |  | Cohu | AD 1020 | [11 empty] | SPM045P |  |  | 35 EK |  | Nitek | .8160 |  |  | Q010LEKF7 |  |  | FS 300130 |  | ZincFive | DC3000
CDTECH1 | BTR027 | C&DTechnologies | TEL 12-45 | BTRY1 | BATTERY |  | PowerPatrol | AlphaCell 150XTV |  | SquareD | 32277-DY3 | [11 empty] | PDU1215 |  | Comnet | ALTV244UL | [11 empty] | SPM055P |  |  | 35EK/66531C |  | PhoenixContact | .823 GIGABIT POE EXTENDER |  |  | S20N11S07N |  |  | FS500250PL |  |  | E1000
CLAY01 | BTR095 | ClaryCorporation | OPB-1241 | BTRY1 | BATTERY |  | PowerSafe | AlphaCell 180GXL |  | Sycom | 400 Series | [11 empty] | PDUMH15ATNET |  | Comtrol | AMGPSU-I24-P120A | [11 empty] | SPM085P |  |  | 35GGFD |  | PolyPhaser | .8379 |  |  | S24D48S15 |  |  | GTS System |  |  | E1000RTXL2U
CSB1 | BTR031 | CSBBattery | GP 12340 | BTRY1 | BATTERY |  | PowerSonic | AlphaCell 1810017 |  | Trafficware | 42412-DS3 | [11 empty] | PDUMH20ATNET |  | CUI-Stack | AMGPSU-I48-P120A | [11 empty] | SPM130P |  |  | 40 Fast Response |  | ProTechSystem | .90489 |  |  | S60D11S05 |  |  | K-164230-0025 |  |  | E1500RM2U
CSB2 | BTR072 | CSBBattery | HR1227WF2 | BTRY2 | BATTERY |  | RAION | AlphaCell 195GXL |  | Unknown | 5Z514 | [11 empty] | PL-8 |  | DaytonInternationalCorp | AMS3-1201500FU | [11 empty] | STP050D-12/MEA |  |  | 40REOZK |  | SchneiderElectric | .90543 |  |  | S60D11S15 |  |  | K-164231-0400 |  |  | E2000
CSB2 | BTR078 | CSBBattery | TPL121000 FR | BTRY2 | BATTERY |  | SigmasTek | AlphaCell 195XTV |  | VoltageRating | 600 VAC | [11 empty] | PS 100 RT 3120 XRM |  | DeltaElectronics | AP1212-1 | [11 empty] | TSM-235-PC/PA05 |  |  | 45 ERES |  | SimrexCorporation | .90548 |  |  | S60D12P16P |  |  | KCS-DFWA-0400S |  |  | E2000RTXL2U
CSB1 | BTR032 | CSBBattery | Unknown | BTRY1 | BATTERY |  | UniversalPower | AlphaCell 220GXL |  |  | 600V | [11 empty] | PS1500RT3120XRW |  | Ditek | ATS050-A480 | [11 empty] | Unknown |  |  | 45 Fast Response |  | Southern Tier Technologies | .90614 |  |  | T-2-53014-4S |  |  | KEP-SFNF-0100S-MK |  |  | E2300
CSB2 | BTR077 | CSBBattery | XTV 12550 | BTRY2 | BATTERY |  | Unknown | AlphaCell 240XTV |  |  | 650 VAC | [11 empty] | Pro Switch |  | DragonWave-X | ATS050T-A480 | [11 empty] | VLS-90T 90W |  |  | 45 OEM 15R/77760 |  | Transtector | .90780 |  |  | T48M21S25EE |  |  | METER-RITE 7103 |  |  | E3000RM2U
DEKA3 | BTR086 | Deka | 8G27 | BTRY3 | BATTERY |  | VMAX | AlphaCell 4.0HP |  |  | 9L15ECB001 | [11 empty] | RLNK-SW620R |  | EasternResource | BT-CAT5-P1J | [14 empty] | 45EM |  | Unknown | .90948 |  |  | Unknown |  |  | MPAC 1200 (Controller) |  |  | E500
DEKA3 | BTR087 | Deka | 8G40 | BTRY3 | BATTERY |  | Werker | AlphaCell 85-GXL-HP |  |  | ACP-340LED | [11 empty] | RPM1581HVN |  | EFOR | BT-CAT6-P1 | [14 empty] | 45EML24036R |  | Vicon | .90957 | [5 empty] | MPAC 1500 (Controller) |  |  | E750RM2U
DEKA3 | BTR045 | Deka | 8G8D-T975 | BTRY3 | BATTERY |  | ZincFive | BW12180 |  |  | AG 4801 | [11 empty] | RPM1600 |  | ELKProducts | C3K-PWR-750WAC | [14 empty] | 60 Fast Response |  | VoltageRating | .91126 | [5 empty] | MTS-GC-30A-00 |  |  | EBP1
DURA1 | BTR083 | Duracell | DURA12-44C/FR | BTRY2 | BATTERY |  |  | BW12550DC-Z |  |  | AG2401 | [11 empty] | RPM1601 |  | Fairway | CCIDBCB12V | [14 empty] | 60ENA |  | Wavetronix | .91172 | [5 empty] | OPTCA |  |  | EBP2
DURA1 | BTR079 | Duracell | SLI31PA | BTRY2 | BATTERY |  |  | DCM0055U |  |  | AG48013 | [11 empty] | RS-1215-RA |  | FLIR | CLG-100-15 | [14 empty] | 60ROZJ81 |  | Weidmuller | .91333 | [5 empty] | OPTCH |  |  | EBP324V
EPENN1 | BTR033 | EastPenn | 8A22NF | BTRY1 | BATTERY |  |  | DURA12-44C/FR |  |  | AG6503 | [11 empty] | SH081-1B1 |  | FoundryNetworks | CNGE1IPS | [14 empty] | 80GS |  |  | .91926 | [5 empty] | OT 125 |  |  | EBP36XL
EPENN1 | BTR037 | EastPenn | 8A27 | BTRY1 | BATTERY |  |  | Deka ProMaster-6v |  |  | AP7900 | [11 empty] | SPC104-10 |  | FSPGroupInc. | CP-SNT 24W | [14 empty] | 80REOZJF |  |  | 100 Series | [5 empty] | OTA |  |  | EBP4
EPENN1 | BTR066 | EastPenn | 8G40 | BTRY1 | BATTERY |  |  | ES12-12 |  |  | CD5 | [11 empty] | ST01 |  | GlobTekInc. | Click 201 | [14 empty] | 80RZ62 |  |  | 107D008S15KXN4D0 | [5 empty] | OTB |  |  | ED2000RM2U
EPENN1 | BTR039 | EastPenn | Deka ProMaster-6v | BTRY1 | BATTERY |  |  | G13EP |  |  | D50 | [11 empty] | UPStealth 2 XRT 3600Wh IMS |  | GovComm | Click 202 | [14 empty] | 92A01498-S |  |  | 107D018S15KXN4D0 | [5 empty] | OTCA |  |  | EDP 1000
EPENN1 | BTR046 | EastPenn | Intimidator 8A4D/T876 | BTRY1 | BATTERY |  |  | GP 12340 |  |  | D50-120/240HL | [11 empty] | Unknown |  | GWSPower | Click 204 | [14 empty] | 96A05256-S |  |  | 107D030S15KX4D0 | [5 empty] | OTEC |  |  | EMERSON NETWORK -Essential F10
EPENN1 | BTR069 | EastPenn | Intimidator 8A4D/T975 | BTRY1 | BATTERY |  |  | GPL-8D |  |  | D75 | [13 empty] | I.T.E | DA-175-28 | [14 empty] | 96A05480-S |  |  | 107D060S15KXN4D0 | [5 empty] | OTECA |  |  | EP 1100
EPENN2 | BTR038 | EastPenn | M24SLDG | BTRY3 | BATTERY |  |  | GXL85-HP |  |  | DEHNguard DG 150 | [13 empty] | IDECCorp | DA-60-24 | [14 empty] | 98A00707-S |  |  | 108D008S15KLN4D0 | [5 empty] | OTECB |  |  | EP 2200-T
EPENN1 | BTR034 | EastPenn | Unknown | BTRY1 | BATTERY |  |  | Genesis EP12V13EP |  |  | DEHNguard DG S 150 | [13 empty] | ISS | DDR-120B-12 | [14 empty] | 98A04697-S |  |  | 108D018S15KLN4D0 | [5 empty] | OTECC |  |  | EP-650 UPS
EATON1 | BTR084 | Eaton | 9PXEBM36RT | BTRY1 | BATTERY |  |  | HR1227WF2 |  |  | DS240S-120 | [13 empty] | ITS Express | DIN RAIL BREAKER-2A | [14 empty] | AG75 |  |  | 109D018S15KLN4D0 (RS422/D1) | [5 empty] | OTPC125 |  |  | EnSpire 400
EATON1 | BTR085 | Eaton | PW9130N1000R-EBM2U | BTRY1 | BATTERY |  |  | Intimidator 8A4D/T876 |  |  | DS70R-120 | [13 empty] | Jameco | DPP120-12-1 | [14 empty] | C15 D6 |  |  | 109D027S15KXN4D0 (RS485/D1) | [5 empty] | OTPCA |  |  | Enterprise E1100
ENERSYS1 | BTR051 | EnerSys | 12XE1010F-FR | BTRY1 | BATTERY |  |  | Intimidator 8A4D/T975 |  |  | DS70RS Series | [13 empty] | LairdPLC | DPP240-24-1 | [14 empty] | C25 D6 |  |  | 109D030S15KXN4D0 (RS232/D1) | [5 empty] | OTPCB |  |  | Enterprise E3200
ENERSYS1 | BTR052 | EnerSys | 12XE1110F-FR | BTRY1 | BATTERY |  |  | LFPGC2-12175XTR |  |  | DS70U-150 | [13 empty] | Lambda | DR-120-24 | [14 empty] | C35 D6 |  |  | 109D046S15KXN4D0 | [5 empty] | OTPLA |  |  | Enterprise EBP1
ENERSYS1 | BTR053 | EnerSys | 12XE1150F-FR | BTRY1 | BATTERY |  |  | M22NF |  |  | DS70U-210 | [13 empty] | Lan-Power | DR-12024 | [14 empty] | D2OPS |  |  | 109D060S15KXN4D0 | [5 empty] | OTUDD |  |  | Enterprise_E750
ENERSYS2 | BTR082 | EnerSys | Genesis EP12V13EP | BTRY2 | BATTERY |  |  | M24SLDG |  |  | DS70UG-600 | [13 empty] | L-Com | DR-30-2Y | [14 empty] | D85FPZ4 |  |  | 109D085S15KXN4D0 | [5 empty] | QO1DM10030TRBR |  |  | FXM 1100
ENERSYS1 | BTR026 | EnerSys | PowerSafe SBS100F | BTRY1 | BATTERY |  |  | M40-12-SLDM |  |  | DTK-120/240CM | [13 empty] | LSE | DRC-100A | [14 empty] | DFAC-5747056 |  |  | 12 VDC | [5 empty] | QO1DM10050TRBR |  |  | FXM 2000
ENERSYS1 | BTR030 | EnerSys | SBS 100F | BTRY1 | BATTERY |  |  | M97-004-M090F-19N-LF |  |  | DTK-120/240CM+ | [13 empty] | McCain | DRP024V12W1B | [14 empty] | DGGD-7075046 |  |  | 185D068S10KXRGN0 | [5 empty] | QO8-16L-100RB |  |  | FXM 650
EXIDE | BTR021 | Exide | 3CC-9 | BTRY1 | BATTERY |  |  | ML18-12F2 |  |  | DTK-120HW | [13 empty] | MeanWell | DRPSM1 | [14 empty] | DGGD-7222519 |  |  | 185D068S10KXRJN0 | [5 empty] | R1020 |  |  | FXM HP 1100
EXIDE | BTR035 | Exide | 90G11 | BTRY1 | BATTERY |  |  | Marathon |  |  | DTK-600-3CM | [13 empty] | MHCorbin | DS1405011 | [14 empty] | DKAF-338039 |  |  | 24 VDC | [5 empty] | RLS-164231-0400 |  |  | FXM-HP2000
EXIDE | BTR022 | Exide | Unknown | BTRY1 | BATTERY |  |  | NP12-35Ah |  |  | FirstSurge | [13 empty] | MHCorbin / HwyInfoSystems | DS1405012 | [14 empty] | DS00050D6SGAK0574 |  |  | 28 VDC | [5 empty] | RSTN100K3 |  |  | FXM2000
GENESIS | BTR041 | Genesis | G13EP | BTRY1 | BATTERY |  |  | NSB 190FT BLUE+ |  |  | G-Series | [13 empty] | MicrohardSystems | DSP100-24 | [14 empty] | DS00080D6SGAK0576 |  |  | -48 VDC | [5 empty] | RTSN100A3 |  |  | FXM350
GNB | BTR017 | GNB | 6-90A14 | BTRY1 | BATTERY |  |  | OPB-1241 |  |  | GA120V1P080CF | [13 empty] | Microsemi | DSP30-12 | [14 empty] | DSFAD-7075040 |  |  | AL-LSXM | [5 empty] | Series 300 |  |  | FXM350-24
GNB | BTR019 | GNB | 90A-07 | BTRY1 | BATTERY |  |  | PG-12V103-FR |  |  | GA120V2P080C | [13 empty] | Midland | DSP30-24 | [14 empty] | DSFAD-7253429 |  |  | ALPU PTP | [5 empty] | TCA0606DR |  |  | FXM650-24
GNB | BTR015 | GNB | Absolyte IIP | BTRY1 | BATTERY |  |  | PG-12V150-FR |  |  | HBL-1W40A | [13 empty] | Mikrotik | DSP60-24 | [14 empty] | DSKCA-1335742 |  |  | ALPU-F140 | [5 empty] | TS500250 |  |  | GXT4
GNB | BTR016 | GNB | M97-004-M090F-19N-LF | BTRY1 | BATTERY |  |  | PS-0058-BAT |  |  | HE 120/240 | [13 empty] | MOXA | DV-1250 | [14 empty] | DSKCA-1335743 |  |  | ALPU-TSU | [5 empty] | TSC80 |  |  | LIEBERT PSI
GNB | BTR018 | GNB | Marathon | BTRY1 | BATTERY |  |  | PS-12280 NB |  |  | HE 300-15 | [13 empty] | MTMPower | DVT-SD | [14 empty] | DTPCA-5671094 |  |  | AL-UFUFB | [5 empty] | UATS |  |  | Liebert PS1
GNB | BTR020 | GNB | Unknown | BTRY1 | BATTERY |  |  | PS-1270 |  |  | HE 500 | [13 empty] | Netgear | Device Master | [14 empty] | G25UH35 |  |  | AN.LA-FIL-2-FF | [5 empty] | UPStealth 2 PIM |  |  | MARS RT2K-SH
INTERBAT | BTR067 | InterstateBatteries | DCM0055U | BTRY1 | BATTERY |  |  | PW9130N1000R-EBM2U |  |  | HE 600 | [13 empty] | Nitek | EDR-120-24 | [14 empty] | GGDB-3366243 |  |  | BNCA10KA | [5 empty] | Unknown |  |  | MP2000E
LIEBERT1 | BTR024 | Liebert | 12HX100FRGN | BTRY3 | BATTERY |  |  | PowerSafe SBS100F |  |  | HE100A | [13 empty] | Nortel | EDR-120-48 | [14 empty] | GGDB-3377540 |  |  | BTU-POE-ETH | [5 empty] | Zenith ZTG Series |  |  | MS2KRT
LIEBERT1 | BTR023 | Liebert | 200544G2 | BTRY3 | BATTERY |  |  | RBC6 |  |  | HE1700 | [13 empty] | OMRONAutomation | EFU120200 | [14 empty] | GGDB-5555116 |  |  | BTU-POE-PLUS | [8 empty] | MSRT 2000HS-ITS
LIEBERT1 | BTR025 | Liebert | Unknown | BTRY3 | BATTERY |  |  | RG121000I4 |  |  | HE1750 | [13 empty] | PhihongUSACorp. | F-J-SW0502000N | [14 empty] | GGFD-1087119 |  |  | C2A Multi-9 C60 | [8 empty] | N216S0712600
MAGNA1 | BTR073 | MagnaPower | GPL-8D | BTRY1 | BATTERY |  |  | SBS 100F |  |  | HE1800 | [13 empty] | PhoenixContact | FGS624P-PWR | [14 empty] | GGFD-1087149 |  |  | CAMPDD24 | [8 empty] | NB20S0712600
MAGNA1 | BTR075 | MagnaPower | SLIA4D | BTRY1 | BATTERY |  |  | SBS100 |  |  | HE300 | [13 empty] | Procet | FSP060-DAAN2 | [14 empty] | GGFD-5561819 |  |  | CAT6 | [8 empty] | NX620
MKBATRY3 | BTR042 | MKBattery | 8G8D-LTP | BTRY3 | BATTERY |  |  | SLA 1175 |  |  | HE642C | [13 empty] | Proxim | GP-A240-050G | [14 empty] | GGFD-5569815 |  |  | CAT6 POE | [8 empty] | NXb20
MKBATRY3 | BTR044 | MKBattery | 8G8D-T975 | BTRY3 | BATTERY |  |  | SLA1161 |  |  | HEPD25 | [13 empty] | PTrans | GS18A12-P1J | [14 empty] | GGFD-5585209 |  |  | CGMJ8-POE-A-C5E | [8 empty] | PB2000-ITS
MKBATRY1 | BTR036 | MKBattery | ES12-12 | BTRY1 | BATTERY |  |  | SLI31PA |  |  | INXT120NL000-1 | [13 empty] | SamlexAmerica | GST60A48 | [14 empty] | GGFD-5671065 |  |  | Click 100 | [8 empty] | PS1000RT3-120
MKBATRY1 | BTR060 | MKBattery | M40-12-SLDM | BTRY1 | BATTERY |  |  | SLIA4D |  |  | J9200-10 | [13 empty] | SchenzhenWentong | GT-81081-6012-T3 | [14 empty] | GGFD-5763508 |  |  | Click 200 | [8 empty] | PS1000RT3-120W
MKBATRY3 | BTR043 | MKBattery | Unknown | BTRY3 | BATTERY |  |  | SP12-12HR |  |  | LF60 | [13 empty] | SchneiderElectric | GT-DA-112-1 | [14 empty] | GGFD-5763512 |  |  | Click 201 | [8 empty] | PS1000RT3-120XRM
NPP1 | BTR076 | NPP | NP12-35Ah | BTRY1 | BATTERY |  |  | TEL 12-45 |  |  | M50-120T-A | [13 empty] | Securityideas | GT-DA-112-28-1 | [14 empty] | GGFD-5764311 |  |  | Click 205 | [8 empty] | PS1500RT3-120XRW
PWRPTR1 | BTR074 | PowerPatrol | SLA1161 | BTRY2 | BATTERY |  |  | TPL121000 FR |  |  | MA 15-22035-120V-15A | [13 empty] | ShenzhenFujiaApplicanceCo | GWS-AP65-52C | [14 empty] | GGFD-5938103 |  |  | Click 208 | [8 empty] | PowerBack PB2000
PWRSF2 | BTR054 | PowerSafe | SBS100 | BTRY2 | BATTERY |  |  | UB121000 |  |  | MA 15-22043-240V-15A | [13 empty] | Siemens | Generic 24VDC | [14 empty] | GGFD-6948980 |  |  | CLT-CCV-2-M-5 | [8 empty] | Powerware 9170
PSONIC | BTR059 | PowerSonic | 121000U | BTRY1 | BATTERY |  |  | UB12350 |  |  | MDR-60-24 | [13 empty] | SignalComm | H4P24-12B2 | [14 empty] | GGFE-5590311 |  |  | CMJ8-POE | [8 empty] | Pro 1500RT
PSONIC | BTR048 | PowerSonic | PG-12V103-FR | BTRY1 | BATTERY |  |  | Unknown |  |  | MLPC1-Series | [13 empty] | SinPro | HDL-120700S | [14 empty] | GGFE-5788461 |  |  | CX06 Series | [8 empty] | RPM
PSONIC | BTR061 | PowerSonic | PG-12V150-FR | BTRY1 | BATTERY |  |  | WKDC12-100P |  |  | Model 335 | [13 empty] | Skyline | HEP-320-36A | [14 empty] | GGHH-5785647 |  |  | CX06-M | [8 empty] | RT2000HS
PSONIC2 | PSON01 | PowerSonic | PS-12280 NB | BTRY2 | BATTERY |  |  | XB102XX1XS |  |  | Model 420 | [13 empty] | Sola | HN-160BT | [14 empty] | GGPA-1215364 |  |  | D120V1P | [8 empty] | SM-UPS-1
PSONIC | BTR091 | PowerSonic | PS-1270 | BTRY1 | BATTERY |  |  | XTV 12550 |  |  | Model 425 | [13 empty] | SonicWall | HRPG-600-24 | [14 empty] | GGPA-7913873 |  |  | D120V2P | [8 empty] | SM1500RM2U
SIGMAS1 | BTR070 | SigmasTek | SP12-12HR | BTRY2 | BATTERY |  |  | Z5 13-80 M S |  |  | Model 430 | [13 empty] | TATCO | HRPG-600-5 | [14 empty] | GGPC-1340497 |  |  | D230V2P | [8 empty] | SMART1000RM1U
UPWR1 | BTR093 | UniversalPower | UB121000 | BTRY2 | BATTERY | [5 empty] | Model 480 | [13 empty] | TDCPower | HUP24-1282 | [14 empty] | IDL-C30-3JU |  |  | D3220-240C | [8 empty] | SMART1500CRMXL
UPWR1 | BTR071 | UniversalPower | UB12350 | BTRY2 | BATTERY | [5 empty] | PCH-043 | [13 empty] | TDK-Lambda | HWS-100-24 | [14 empty] | IDLC30-3J4 |  |  | DIN12010 | [8 empty] | SMART1500RMXL2UA
UNK1 | BTR009 | Unknown | Unknown | BTRY1 | BATTERY | [5 empty] | PQLA Series | [13 empty] | TelcoSystems | HWS600-24 | [14 empty] | IGL-C35-2GU |  |  | DIN-BNC-HD | [8 empty] | SMT1500NC
UNK2 | BTR010 | Unknown | Unknown | BTRY2 | BATTERY | [5 empty] | PRO Series | [13 empty] | Teleste | INJ-24A-T | [14 empty] | L55FGH4 |  |  | DLA-06D3 | [8 empty] | SMT1500R2X180
UNK3 | BTR011 | Unknown | Unknown | BTRY3 | BATTERY | [5 empty] | RCHW Series | [13 empty] | TotalPower | IPU63-105 | [14 empty] | LRG-425I-6005-A |  |  | DLA-12D3 | [8 empty] | SMX120RMBP2U
VMAX01 | BTR090 | VMAX | LFPGC2-12175XTR | BTRY5 | BATTERY | [5 empty] | S50A120V1PN | [13 empty] | TracoPower | IRM-60-15ST | [14 empty] | MLG15 |  |  | DLA2-06D3 | [8 empty] | SMX1500RM2U
WERKER1 | BTR006 | Werker | Unknown | BTRY1 | BATTERY | [5 empty] | S50A120V1PND | [13 empty] | TRENDnet | ITS-80 Series PS | [14 empty] | MLG8 |  |  | DLA2-12D3 | [8 empty] | SMX2000RMLV2UNC
WERKER2 | BTR007 | Werker | Unknown | BTRY2 | BATTERY | [5 empty] | S50A120V2P | [13 empty] | TriadMagnetics | JBOXX2 | [14 empty] | NL60GG6 |  |  | DLAZ-06D3 | [8 empty] | SMX3000LVNC
WERKER3 | BTR008 | Werker | Unknown | BTRY3 | BATTERY | [5 empty] | S50A120V2PN | [13 empty] | Tri-Mag | JF66-2803000AU | [14 empty] | OTECB-7222701 |  |  | DPR T1/E1 1101-830-1 | [8 empty] | SMX3000RMLV2U
WERKER1 | BTR005 | Werker | WKDC12-100P | BTRY1 | BATTERY | [5 empty] | S50A120V2PND | [13 empty] | Tripp-Lite | JOD-41U-47 | [14 empty] | PG-20P |  |  | DPR-GDT | [8 empty] | SMX3000RMLV2UNC
ZINF01 | BTR089 | ZincFive | Z5 13-80 M S | BTRY4 | BATTERY | [5 empty] | S50A277V2P | [13 empty] | TritonPower | JP601-Z3P5601100W | [14 empty] | PG-30P |  |  | DS202S-24DC | [8 empty] | SMX48RMBP2U
SURGM29 | SURGE84 | APC | AP7900 | NA | CABSURG | [5 empty] | S50A277V2PND | [13 empty] | TRUMPower | LP 2535 | [14 empty] | QP40 |  |  | DS220 Series | [8 empty] | SP 1250LE
SURGM02 | SURGE154 | ASCO | 200 Series | NA | CABSURG | [5 empty] | S50A347B2PNP | [13 empty] | TyconSystems | LPJ001A-T | [14 empty] | QT02224ANAN |  |  | DS220-24 | [8 empty] | SP 1250LX
SURGM02 | SURGE66 | ASCO | 2AX018CX1TS | NA | CABSURG | [5 empty] | S50A347V2PF | [13 empty] | Ubiquiti | LPV-60-12 | [14 empty] | QT02524 |  |  | DS220-24DC | [8 empty] | SP 2000LX
SURGM02 | SURGE61 | ASCO | 2AXO18CX10TS | NA | CABSURG | [5 empty] | S50A347V2PNP | [13 empty] | UMEC | LPVL-150-12 | [14 empty] | RG02224ANAX |  |  | DS220S-24DC | [8 empty] | SP 560
SURGM02 | SURGE127 | ASCO | 300 Series | NA | CABSURG | [5 empty] | S50A480V1P | [13 empty] | UniPowerCorporation | LSE0215C1240 | [14 empty] | RLS-164231-0400 |  |  | DS230 Series | [8 empty] | STM1500RM2U
SURGM02 | SURGE128 | ASCO | 400 Series | NA | CABSURG | [5 empty] | S50A600VDC | [13 empty] | UNIVPower | LSE980281240 | [14 empty] | SB25-35 |  |  | DS230-24DC | [8 empty] | SU2000R3X155
SURGM02 | SURGE153 | ASCO | GA120V1P080CF | NA | CABSURG | [5 empty] | SDSA1175 | [13 empty] | Unknown | M6097-10-3 | [14 empty] | SD0035AG2163.4D18HBYY3 |  |  | DS230-48DC | [8 empty] | SU2000RX155
SURGM02 | SURGE145 | ASCO | GA120V2P080C | NA | CABSURG | [5 empty] | SDSA3650 | [13 empty] | USI | M6097-10-6 | [14 empty] | SD35 |  |  | DS240-110DC | [8 empty] | SU24R2XLBP
SURGM02 | SURGE106 | ASCO | G-Series | NA | CABSURG | [5 empty] | SES160 Series | [13 empty] | Vbrick | M6097-10-7 | [14 empty] | SDMO J60UL |  |  | DS240-120/G | [8 empty] | SU5000RT3UHV
SURGM02 | SURGE122 | ASCO | Model 335 | NA | CABSURG | [5 empty] | SHA 300 | [13 empty] | Veracity | MDR-10-12 | [14 empty] | SDT-AFND-0200S |  |  | DS240s-120/G | [8 empty] | SUA1500RM2U
SURGM02 | SURGE123 | ASCO | Model 420 | NA | CABSURG | [5 empty] | SHA-1210 | [13 empty] | Vicon | MDR-100-24 | [14 empty] | SNL60GGG |  |  | DS72US-120S/G | [8 empty] | SUA1500X413
SURGM02 | SURGE121 | ASCO | Model 425 | NA | CABSURG | [5 empty] | SHA-1250 | [13 empty] | Wallwart | MDR-100-48 | [14 empty] | T-30 |  |  | DTK-2MHLPB | [8 empty] | SUA3000RMXL3U
SURGM02 | SURGE124 | ASCO | Model 430 | NA | CABSURG | [5 empty] | SHP300-10 | [13 empty] | Wavetronix | MDR-20-12 | [14 empty] | T-50 |  |  | DTK-2MHLP-B | [8 empty] | SUA750RM1U
SURGM02 | SURGE118 | ASCO | Model 480 | NA | CABSURG | [5 empty] | SPA 300 | [13 empty] | Weidmuller | MDR-20-24 | [14 empty] | T-70 |  |  | DTK-2MHTP | [8 empty] | SUA750RM2U
SURGM02 | SURGE79 | ASCO | S50A120V1PN | NA | CABSURG | [5 empty] | SPA-100T | [13 empty] | WTI | MDR-40-12 | [14 empty] | TD55 |  |  | DTK-MRJPOEX | [8 empty] | SUM3000RMXL2U
SURGM02 | SURGE144 | ASCO | S50A120V1PND | NA | CABSURG | [5 empty] | SPD120K | [13 empty] | X-Power | MDR-40-24 | [14 empty] | TP-P30-T4i-60 |  |  | DTK-WM4NETS | [8 empty] | SURTA1500XL
SURGM02 | SURGE77 | ASCO | S50A120V2P | NA | CABSURG | [5 empty] | SPD80K | [14 empty] | MDR-40-48 | [14 empty] | To be removed |  |  | DT-LAN-CAT .6+ | [8 empty] | Smart Pro 1500RM2U
SURGM02 | SURGE82 | ASCO | S50A120V2PN | NA | CABSURG | [5 empty] | SPDee | [14 empty] | MDR-60-12 | [14 empty] | UC1274E1 |  |  | E225167 | [8 empty] | Smart UPS 3000 XL
SURGM02 | SURGE81 | ASCO | S50A120V2PND | NA | CABSURG | [5 empty] | SPDee S | [14 empty] | MDR-60-24 | [14 empty] | UCI274H1L |  |  | EDCO 120V Single Leg | [8 empty] | Smart-UPS 1000VA XL
SURGM02 | SURGE137 | ASCO | S50A277V2P | NA | CABSURG | [5 empty] | SRA-6LC LOOP | [14 empty] | MHS064000 | [14 empty] | Unknown |  |  | EDCO 422/485 TVSS | [8 empty] | Smart-UPS 1500VA XL
SURGM02 | SURGE135 | ASCO | S50A277V2PND | NA | CABSURG | [5 empty] | SRA-6LCP LOOP | [14 empty] | MINI-PS-100-240AC/24DC/1 | [14 empty] | VER50DGC6NLT1 |  |  | FAS-1043HC | [8 empty] | Smart-UPS 2200 XL
SURGM02 | SURGE80 | ASCO | S50A347B2PNP | NA | CABSURG | [5 empty] | ST01XCS104XA2 | [14 empty] | MINI-PS-100-240AC/24DC/2 | [17 empty] | GA120V1P080C | [8 empty] | Smart-UPS 750
SURGM02 | SURGE136 | ASCO | S50A347V2PF | NA | CABSURG | [5 empty] | SYC-120/240-T2 | [14 empty] | MINI-PS-100-240AC/24DC/4 | [17 empty] | GA120V2P080CF | [8 empty] | Smart-UPS Industrial 1300VA
SURGM02 | SURGE64 | ASCO | S50A347V2PNP | NA | CABSURG | [5 empty] | TE(xx)XCS104XA | [14 empty] | MKAC-66-243000U | [17 empty] | GPTS-2W | [8 empty] | Smart-UPS Industrial 2000VA
SURGM02 | SURGE134 | ASCO | S50A480V1P | NA | CABSURG | [5 empty] | TE(xx)XCS10A | [14 empty] | MT12-Y120100-A1 | [17 empty] | GPTS-8W | [8 empty] | Smart1500RM2U
SURGM02 | SURGE156 | ASCO | S50A600VDC | NA | CABSURG | [5 empty] | TE(xx)XDS(yy)4XA | [14 empty] | MTD35-045500 | [17 empty] | HGLND-CAT5J | [8 empty] | Symmetra LX 16kVA RM
SURGM02 | SURGE09 | ASCO | SPDee | NA | CABSURG | [5 empty] | TE/1C/DC | [14 empty] | MW18 | [17 empty] | I69-200 | [8 empty] | Traffic 24-FLBBS
SURGM02 | SURGE104 | ASCO | SPDee S | NA | CABSURG | [5 empty] | TE/1XGA | [14 empty] | NBAC0303 | [17 empty] | I69-206 | [8 empty] | UDS2100
SURGM02 | SURGE65 | ASCO | ST01XCS104XA2 | NA | CABSURG | [5 empty] | TE01XAS25E1D | [14 empty] | NBAC0303NA | [17 empty] | I69-210 | [8 empty] | UPS 5130
SURGM02 | SURGE103 | ASCO | TE(xx)XCS104XA | NA | CABSURG | [5 empty] | TE01XCS104X | [14 empty] | NDR-120-24 | [17 empty] | I69-216 | [8 empty] | UPStealth 2 UPS 1000W
SURGM02 | SURGE102 | ASCO | TE(xx)XCS10A | NA | CABSURG | [5 empty] | TE01XCS104XA | [14 empty] | NDR-120-48 | [17 empty] | IPCOAX1 | [8 empty] | UPStealth 2 UPS 1500W
SURGM02 | SURGE105 | ASCO | TE(xx)XDS(yy)4XA | NA | CABSURG | [5 empty] | TE01XCS10A | [14 empty] | NDR-240-48 | [17 empty] | IS-50UB-C | [8 empty] | Unknown
SURGM02 | SURGE95 | ASCO | TE/1C/DC | NA | CABSURG | [5 empty] | TE01XCS10A2 | [14 empty] | NDR-75-48 | [17 empty] | IS-B50HN-C2-ME
SURGM02 | SURGE59 | ASCO | TE/1XGA | NA | CABSURG | [5 empty] | TE01XCS14X | [14 empty] | NPD-6001B | [17 empty] | IX-1T
SURGM02 | SURGE57 | ASCO | TE01XAS25E1D | NA | CABSURG | [5 empty] | TE01XDS204XA | [14 empty] | NPD-9501A | [17 empty] | IX-2H2DC48
SURGM02 | SURGE139 | ASCO | TE01XCS104X | NA | CABSURG | [5 empty] | TE01XMR070 | [14 empty] | PCMA-15S12 | [17 empty] | LAN48DC
SURGM02 | SURGE74 | ASCO | TE01XCS104XA | NA | CABSURG | [5 empty] | TE01XRS25VDU | [14 empty] | PD-9001GR/AC | [17 empty] | LCDP-030
SURGM02 | SURGE91 | ASCO | TE01XCS10A | NA | CABSURG | [5 empty] | TE02XCS104X | [14 empty] | PD-9501GI | [17 empty] | MA15
SURGM02 | SURGE142 | ASCO | TE01XCS10A2 | NA | CABSURG | [5 empty] | TE02XCS10A | [14 empty] | PD-9501GR | [17 empty] | MA15/D/1/SI
SURGM02 | SURGE56 | ASCO | TE01XCS14X | NA | CABSURG | [5 empty] | TE05XCS10A | [14 empty] | PD-9601GC | [17 empty] | MJ8-C6
SURGM02 | SURGE140 | ASCO | TE01XDS204XA | NA | CABSURG | [5 empty] | TE11XCS10A | [14 empty] | PDP103 | [17 empty] | MJ8-CAT5E
SURGM02 | SURGE152 | ASCO | TE01XMR070 | NA | CABSURG | [5 empty] | TPS-ASAI | [14 empty] | PIM1 | [17 empty] | MJ8-POE
SURGM02 | SURGE58 | ASCO | TE01XRS25VDU | NA | CABSURG | [5 empty] | Unknown | [14 empty] | POE-18i | [17 empty] | MJ8-POE-A
SURGM02 | SURGE55 | ASCO | TE02XCS104X | NA | CABSURG | [5 empty] | Unknown | [14 empty] | POE-24-12W-G-WH | [17 empty] | MJ8-POE-B
SURGM02 | SURGE138 | ASCO | TE02XCS10A | NA | CABSURG | [5 empty] | Unknown | [14 empty] | POE1AT | [17 empty] | MOVP-047
SURGM02 | SURGE141 | ASCO | TE05XCS10A | NA | CABSURG | [5 empty] | Unknown | [14 empty] | POE21U-1AF | [17 empty] | MSP-VM24/RINJ
SURGM02 | SURGE143 | ASCO | TE11XCS10A | NA | CABSURG | [5 empty] | Unknown | [14 empty] | POE29U-560 | [17 empty] | MT-V-24
SURGM02 | SURGE11 | ASCO | Unknown | NA | CABSURG | [5 empty] | Unknown | [14 empty] | POE60S-1BT | [17 empty] | PC642C-008D
SURGM36 | SURGE146 | Citel | DS240S-120 | NA | CABSURG | [5 empty] | Unknown | [14 empty] | POE61U-560DG | [17 empty] | PC642C-008LC
SURGM36 | SURGE147 | Citel | DS70R-120 | NA | CABSURG | [5 empty] | Unknown | [14 empty] | PS-12024 | [17 empty] | PC642C-015
SURGM36 | SURGE107 | Citel | DS70RS Series | NA | CABSURG | [5 empty] | Unknown | [14 empty] | PS-75 | [17 empty] | PENT-1
SURGM36 | SURGE148 | Citel | DS70U-150 | NA | CABSURG | [5 empty] | Unknown | [14 empty] | PS-79 | [17 empty] | PHC 043
SURGM36 | SURGE149 | Citel | DS70U-210 | NA | CABSURG | [5 empty] | Unknown | [14 empty] | PS-80 | [17 empty] | PLT-SEC-T3-120-P
SURGM36 | SURGE150 | Citel | DS70UG-600 | NA | CABSURG | [5 empty] | Unknown | [14 empty] | PS-AMR1-12 | [17 empty] | POE Surge Protection
SURGM36 | SURGE108 | Citel | M50-120T-A | NA | CABSURG | [5 empty] | Unknown | [14 empty] | PS-AMR1-24 | [17 empty] | PT2-PE/S
SURGM36 | SURGE109 | Citel | MLPC1-Series | NA | CABSURG | [5 empty] | VLP SERIES | [14 empty] | PS-AMR2-12 | [17 empty] | PT3-HF
SURGM19 | SURGE45 | DaytonElectric | 5Z514 | NA | CABSURG | [5 empty] | XR Series | [14 empty] | PS-AMR2-24 | [17 empty] | RS422
SURGM01 | SURGE46 | DEHN | DEHNguard DG 150 | NA | CABSURG | [5 empty] | Zone Defender Curve ZD13712 | [14 empty] | PS-AMR3-12 | [17 empty] | RS-422 Supp. M-Ti
SURGM01 | SURGE47 | DEHN | DEHNguard DG S 150 | NA | CABSURG | [5 empty] | Zone Defender Plus | [14 empty] | PS-AMR3-24 | [17 empty] | RS485
SURGM17 | SURGE37 | Ditek | 600V | NA | CABSURG | [5 empty] | ZoneDefender Master | [14 empty] | PS-AMR4-12 | [17 empty] | S50A277V2PN
SURGM17 | SURGE75 | Ditek | D50 | NA | CABSURG | [5 empty] | ZoneDefender PRO | [14 empty] | PS-AMR4-24 | [17 empty] | SLT/IM-04S-U Series
SURGM17 | SURGE76 | Ditek | D75 | NA | CABSURG | [5 empty] | ZoneDefender Pro 16400 | [14 empty] | PS-AMR5-12 | [17 empty] | STD-4810P
SURGM17 | SURGE41 | Ditek | DTK-120/240CM | NA | CABSURG | [5 empty] | ZoneMaster Series | [14 empty] | PS-AMR5-24 | [17 empty] | SU1C3UC
SURGM17 | SURGE131 | Ditek | DTK-120HW | NA | CABSURG | [20 empty] | PS1020 | [17 empty] | T1
SURGM17 | SURGE43 | Ditek | DTK-600-3CM | NA | CABSURG | [20 empty] | PS1060 | [17 empty] | T1-CX06
SURGM07 | SURGE07 | Eaton / Crouse-Hinds / MTL | .11229 | NA | CABSURG | [20 empty] | PS5R-SC12 | [17 empty] | T1-HVCP48
SURGM07 | SURGE02 | Eaton / Crouse-Hinds / MTL | .14631 | NA | CABSURG | [20 empty] | PSB24-120S | [17 empty] | TE/2C/DC
SURGM07 | SURGE01 | Eaton / Crouse-Hinds / MTL | .16100 | NA | CABSURG | [20 empty] | PSB48-120S | [17 empty] | TMC 81C 10A 2907566
SURGM07 | SURGE126 | Eaton / Crouse-Hinds / MTL | .16400 | NA | CABSURG | [20 empty] | PSD-A40W24 | [17 empty] | TMC 81D 15A 2907638
SURGM07 | SURGE49 | Eaton / Crouse-Hinds / MTL | 10861 ZoneDefender 2 | NA | CABSURG | [20 empty] | PT-PSE106GBR-S | [17 empty] | TSX-DFM-P2-BF
SURGM07 | SURGE151 | Eaton / Crouse-Hinds / MTL | 120 / 240 Zone Defender | NA | CABSURG | [20 empty] | PW130 | [17 empty] | TSX-NFM
SURGM07 | SURGE04 | Eaton / Crouse-Hinds / MTL | 14400 ZoneDefender | NA | CABSURG | [20 empty] | PW180KB4800F02 | [17 empty] | Unknown
SURGM07 | SURGE03 | Eaton / Crouse-Hinds / MTL | 16100 ZoneDefender PRO | NA | CABSURG | [20 empty] | PWR-2955-AC | [17 empty] | V235GLTA
SURGM07 | SURGE50 | Eaton / Crouse-Hinds / MTL | 16801 ZoneDefender | NA | CABSURG | [20 empty] | PWR-IE170W-PC-AC
SURGM07 | SURGE05 | Eaton / Crouse-Hinds / MTL | MA 15-22035-120V-15A | NA | CABSURG | [20 empty] | PWR-IE170W-PC-DC
SURGM07 | SURGE06 | Eaton / Crouse-Hinds / MTL | MA 15-22043-240V-15A | NA | CABSURG | [20 empty] | PWR-IE50W-AC
SURGM07 | SURGE08 | Eaton / Crouse-Hinds / MTL | Unknown | NA | CABSURG | [20 empty] | PWR-IE50W-AC-IEC
SURGM07 | SURGE24 | Eaton / Crouse-Hinds / MTL | Unknown | NA | CABSURG | [20 empty] | PWR-IE65W-PC-AC
SURGM07 | SURGE98 | Eaton / Crouse-Hinds / MTL | Zone Defender Curve ZD13712 | NA | CABSURG | [20 empty] | PWR-IE65W-PC-DC
SURGM07 | SURGE54 | Eaton / Crouse-Hinds / MTL | Zone Defender Plus | NA | CABSURG | [20 empty] | QP-320D
SURGM07 | SURGE36 | Eaton / Crouse-Hinds / MTL | ZoneDefender Master | NA | CABSURG | [20 empty] | QUINT-PS/1AC/24DC/10
SURGM07 | SURGE23 | Eaton / Crouse-Hinds / MTL | ZoneDefender PRO | NA | CABSURG | [20 empty] | QUINT-PS/1AC/48DC/10
SURGM07 | SURGE78 | Eaton / Crouse-Hinds / MTL | ZoneDefender Pro 16400 | NA | CABSURG | [20 empty] | QUINT4-PS/1AC/24DC/2.5/SC
SURGM07 | SURGE52 | Eaton / Crouse-Hinds / MTL | ZoneMaster Series | NA | CABSURG | [20 empty] | R124
SURGM11 | SURGE34 | Eclips | .78000000 | NA | CABSURG | [20 empty] | RBGPOE-CON-HP
SURGM11 | SURGE44 | Eclips | 120H | NA | CABSURG | [20 empty] | RP026-5601100YG/PROXIM-400-000
SURGM11 | SURGE40 | Eclips | 120-H | NA | CABSURG | [20 empty] | RP100
SURGM11 | SURGE48 | Eclips | 150H | NA | CABSURG | [20 empty] | RPS1207
SURGM03 | SURGE90 | EDCO | INXT120NL000-1 | NA | CABSURG | [20 empty] | RPS9 (CES PS)
SURGM03 | SURGE14 | EDCO | SHA 300 | NA | CABSURG | [20 empty] | RS-5A
SURGM03 | SURGE12 | EDCO | SHA-1210 | NA | CABSURG | [20 empty] | RS7A
SURGM03 | SURGE96 | EDCO | SHP300-10 | NA | CABSURG | [20 empty] | RTW28-3.6KC
SURGM03 | SURGE35 | EDCO | SPA 300 | NA | CABSURG | [20 empty] | S28WPS-1
SURGM03 | SURGE13 | EDCO | SPA-100T | NA | CABSURG | [20 empty] | S8VK-C12024
SURGM03 | SURGE15 | EDCO | Unknown | NA | CABSURG | [20 empty] | S8VK-G06012
SURGM30 | SURGE92 | EmersonNetworkPower | ACP-340LED | NA | CABSURG | [20 empty] | SA-1000K-124
SURGM30 | SURGE89 | EmersonNetworkPower | PCH-043 | NA | CABSURG | [20 empty] | SB-123AOF-11
SURGM30 | SURGE133 | EmersonNetworkPower | SHA-1250 | NA | CABSURG | [20 empty] | SDN 10-24-100C
SURGM04 | SURGE16 | GE | .4982 | NA | CABSURG | [20 empty] | SDN 10-24-100P
SURGM04 | SURGE17 | GE | 9L15ECB001 | NA | CABSURG | [20 empty] | SDN 2.5-24-100P
SURGM04 | SURGE18 | GE | Unknown | NA | CABSURG | [20 empty] | SDN 5-24-100P
SURGM16 | SURGE39 | G-Tranquil | Unknown | NA | CABSURG | [20 empty] | SDN 5-48-100P
SURGM28 | SURGE83 | HESCO / RLS | HE 120/240 | NA | CABSURG | [20 empty] | SDP 3-15-100T
SURGM28 | SURGE112 | HESCO / RLS | HE 300-15 | NA | CABSURG | [20 empty] | SDR-240-24
SURGM28 | SURGE113 | HESCO / RLS | HE1700 | NA | CABSURG | [20 empty] | SDR-240-48
SURGM28 | SURGE129 | HESCO / RLS | HE1750 | NA | CABSURG | [20 empty] | SDR-75-24
SURGM28 | SURGE115 | HESCO / RLS | HE1800 | NA | CABSURG | [20 empty] | SP-500-12
SURGM28 | SURGE132 | HESCO / RLS | HE300 | NA | CABSURG | [20 empty] | SPN-270-24
SURGM28 | SURGE114 | HESCO / RLS | HE642C | NA | CABSURG | [20 empty] | SPU 60-105/12v
SURGM28 | SURGE130 | HESCO / RLS | LF60 | NA | CABSURG | [20 empty] | SPU60-105
SURGM28 | SURGE157 | HESCO / RLS | PRO Series | NA | CABSURG | [20 empty] | SPU60-105/12v
SURGM28 | SURGE155 | HESCO / RLS | SPD80K | NA | CABSURG | [20 empty] | STD-4810P-48V
SURGM28 | SURGE116 | HESCO / RLS | VLP SERIES | NA | CABSURG | [20 empty] | SVJOX2
SURGM15 | SURGE38 | HighVoltagePowerSolutions | HE 500 | NA | CABSURG | [20 empty] | SWS600L-36
SURGM15 | SURGE51 | HighVoltagePowerSolutions | HE 600 | NA | CABSURG | [20 empty] | T8124
SURGM05 | SURGE19 | Hubbell | HBL-1W40A | NA | CABSURG | [20 empty] | T8134
SURGM05 | SURGE20 | Hubbell | Unknown | NA | CABSURG | [20 empty] | T8154
SURGM06 | SURGE21 | Intermatic | AG 4801 | NA | CABSURG | [20 empty] | TAA66-2803000AU
SURGM06 | SURGE93 | Intermatic | AG2401 | NA | CABSURG | [20 empty] | TAA66-283000AU
SURGM06 | SURGE99 | Intermatic | AG48013 | NA | CABSURG | [20 empty] | TCL 060-124-DC
SURGM06 | SURGE53 | Intermatic | AG6503 | NA | CABSURG | [20 empty] | TCPMR1U3
SURGM06 | SURGE22 | Intermatic | Unknown | NA | CABSURG | [20 empty] | TH120012
SURGM26 | SURGE72 | Joslyn | J9200-10 | NA | CABSURG | [20 empty] | TH120024
SURGM26 | SURGE73 | Joslyn | Unknown | NA | CABSURG | [20 empty] | TH120048
SURGM33 | SURGE101 | Leviton | 32120-001 | NA | CABSURG | [20 empty] | TI-IG90
SURGM33 | SURGE100 | Leviton | 32277-DY3 | NA | CABSURG | [20 empty] | TP-POE-18
SURGM25 | SURGE70 | MeanWell | MDR-60-24 | NA | CABSURG | [20 empty] | TP-POE-24G
SURGM25 | SURGE71 | MeanWell | Unknown | NA | CABSURG | [20 empty] | TP-POE-HP-48
SURGM39 | SURGE117 | Meter-Treater | RCHW Series | NA | CABSURG | [20 empty] | TPSN-50AB A
SURGM24 | SURGE68 | PULS | CD5 | NA | CABSURG | [20 empty] | TPSPU-24-108-1
SURGM24 | SURGE69 | PULS | Unknown | NA | CABSURG | [20 empty] | TPSPU24-1082
SURGM18 | SURGE42 | Siemens | TPS-ASAI | NA | CABSURG | [20 empty] | TRG100A480Y-21E13
SURGM08 | SURGE26 | SquareD | SDSA1175 | NA | CABSURG | [20 empty] | TRG2440
SURGM08 | SURGE25 | SquareD | SDSA3650 | NA | CABSURG | [20 empty] | TRIO-PS-2G/1AC/24DC/10
SURGM08 | SURGE27 | SquareD | Unknown | NA | CABSURG | [20 empty] | TRIO-PS/1AC/24DC/10
SURGM31 | SURGE94 | Sycom | SYC-120/240-T2 | NA | CABSURG | [20 empty] | UNO-PS/1AC/24DC/240W
SURGM35 | SURGE119 | Trafficware | SRA-6LC LOOP | NA | CABSURG | [20 empty] | UP01261120
SURGM35 | SURGE120 | Trafficware | SRA-6LCP LOOP | NA | CABSURG | [20 empty] | UP0351E-12P
SURGM09 | SURGE28 | Unknown | Unknown | NA | CABSURG | [20 empty] | Unknown
SURGM10 | SURGE29 | VoltageRating | 120 VAC | NA | CABSURG | [20 empty] | VE20C-48A
SURGM10 | SURGE31 | VoltageRating | 120/208 VAC | NA | CABSURG | [20 empty] | VE20C-48V
SURGM10 | SURGE30 | VoltageRating | 120/240 VAC | NA | CABSURG | [20 empty] | VS-36M
SURGM10 | SURGE32 | VoltageRating | 120/280 VAC | NA | CABSURG | [20 empty] | WSU120-2000
SURGM10 | SURGE85 | VoltageRating | 150 VAC | NA | CABSURG | [20 empty] | WT48-2401500-T
SURGM10 | SURGE86 | VoltageRating | 175 VAC | NA | CABSURG | [20 empty] | WTI-POE-I
SURGM10 | SURGE87 | VoltageRating | 600 VAC | NA | CABSURG | [20 empty] | XR-2440 LED
SURGM10 | SURGE88 | VoltageRating | 650 VAC | NA | CABSURG
MNWELL1 | DCDC08 | MeanWell | SD-500L-12 | NA | DCDCCNVR
MNWELL1 | DCDC09 | MeanWell | Unknown | NA | DCDCCNVR
PLYPSR01 | DCDC12 | PolyPhaser | 71-7480 | NA | DCDCCNVR
PLYPSR01 | DCDC13 | PolyPhaser | Unknown | NA | DCDCCNVR
PCP2 | DCDC11 | PowerConversionProducts | 96PRE404BAD2 | NA | DCDCCNVR
PCP2 | DCDC10 | PowerConversionProducts | DC-23 | NA | DCDCCNVR
PCP2 | DCDC04 | PowerConversionProducts | PCP-48/24-20DCPlus | NA | DCDCCNVR
PCP2 | DCDC05 | PowerConversionProducts | Unknown | NA | DCDCCNVR
SIGCOM | DCDC06 | SignalComm | 291-3364 | NA | DCDCCNVR
SIGCOM | DCDC07 | SignalComm | Unknown | NA | DCDCCNVR
UNK | UNK | Unknown | Unknown | NA | DCDCCNVR
WALL | DCDC14 | Wall | SIW24TT12-30 | NA | DCDCCNVR
WALL | DCDC15 | Wall | Unknown | NA | DCDCCNVR
WILMORE | DCDC02 | Wilmore | .1475 | NA | DCDCCNVR
WILMORE | DCDC01 | Wilmore | .1500 | NA | DCDCCNVR
WILMORE | DCDC03 | Wilmore | Unknown | NA | DCDCCNVR
SURGM21 | DCWM07 | Eltek | FP2-48-150A | NA | DCPWCTPN
SURGM21 | DCWM06 | Eltek | Unknown | NA | DCPWCTPN
SURGM22 | DCWM03 | Nortel | Unknown | NA | DCPWCTPN
SURGM23 | DCPC02 | PowerConversionProducts | SSD2 | NA | DCPWCTPN
SURGM23 | DCPC01 | PowerConversionProducts | SSD3-LT | NA | DCPWCTPN
SURGM20 | DCWM05 | TelcoSystems | Unknown | NA | DCPWCTPN
SURGM13 | DCWM01 | Unknown | Unknown | NA | DCPWCTPN
ELTEK | DCPMD17 | ELTEK | .501997 | NA | DCPWRDIS
ELTEK | DCPMD14 | ELTEK | .501998 | NA | DCPWRDIS
ELTEK | DCPMD18 | ELTEK | CTOS0201 | NA | DCPWRDIS
ELTEK | DCPMD01 | ELTEK | TWPCE-48S795 | NA | DCPWRDIS
ELTEK | DCPMD04 | ELTEK | TWPCE-48S797 | NA | DCPWRDIS
ELTEK | DCPMD02 | ELTEK | TWPCE-48S798 | NA | DCPWRDIS
ELTEK | DCPMD03 | ELTEK | TWPD-48-50-CE | NA | DCPWRDIS
ELTEK | DCPMD05 | ELTEK | Unknown | NA | DCPWRDIS
PCP | DCPMD13 | PCP | 96PRE404AAE0 | NA | DCPWRDIS
PCP | DCPMD08 | PCP | 96PRE404BA21 | NA | DCPWRDIS
PCP | DCPMD06 | PCP | 96PRE404BAD1 | NA | DCPWRDIS
PCP | DCPMD07 | PCP | 96PRE404BAD2 | NA | DCPWRDIS
PCP | DCPMD09 | PCP | Unknown | NA | DCPWRDIS
SUNWISE | DCPMD15 | SunWise | 999P010012085-A | NA | DCPWRDIS
SUNWISE | DCPMD16 | SunWise | Unknown | NA | DCPWRDIS
DCPUnk | DCPMD12 | Unknown | Unknown | NA | DCPWRDIS
VALERE | DCPMD10 | Valere | Q4820N-19DB01-VV | NA | DCPWRDIS
VALERE | DCPMD11 | Valere | Unknown | NA | DCPWRDIS
PWMF01 | PWM050 | APC | AP7581 | NA | PWRMGMT
PWMF01 | PWM001 | APC | AP7811 | NA | PWRMGMT
PWMF01 | PWM002 | APC | AP7822 | NA | PWRMGMT
PWMF01 | PWM027 | APC | AP7900 | NA | PWRMGMT
PWMF01 | PWM040 | APC | AP7911B | NA | PWRMGMT
PWMF01 | PWM034 | APC | PDU | NA | PWRMGMT
PWMF01 | PWM003 | APC | Unknown | NA | PWRMGMT
PWMF11 | PWM022 | CarCommInc | ACS 2002 | NA | PWRMGMT
PWMF11 | PWM023 | CarCommInc | Unknown | NA | PWRMGMT
PWMF02 | PWM030 | CyberPower | CPA-1215 RMS | NA | PWRMGMT
PWMF02 | PWM031 | CyberPower | CPS-1215 RMS | NA | PWRMGMT
PWMF02 | PWM004 | CyberPower | CSW8RU | NA | PWRMGMT
PWMF02 | PWM005 | CyberPower | Unknown | NA | PWRMGMT
PWMF16 | PWM041 | DigitalLoggers | DIN4 | NA | PWRMGMT
PWMF16 | PWM037 | DigitalLoggers | EPCR5 | NA | PWRMGMT
PWMF16 | PWM042 | DigitalLoggers | EPCR6 | NA | PWRMGMT
PWMF16 | PWM036 | DigitalLoggers | EPCR7 | NA | PWRMGMT
PWMF16 | PWM033 | DigitalLoggers | Ethernet Power Controller 5 | NA | PWRMGMT
PWMF17 | PWM039 | Furman | PL-8 | NA | PWRMGMT
PWMF18 | PWM045 | Geist | SPC104-10 | NA | PWRMGMT
PWMF15 | PWM038 | ITSCommander | 1RU8126MS | NA | PWRMGMT
PWMF15 | PWM032 | ITSCommander | ITS Commander | NA | PWRMGMT
PWMF20 | PWM048 | Kohler | MPAC 1200 | NA | PWRMGMT
PWMF20 | PWM049 | Kohler | MPAC 1500 | NA | PWRMGMT
PWMF03 | PWM006 | Leviton | SH081-1B1 | NA | PWRMGMT
PWMF03 | PWM007 | Leviton | Unknown | NA | PWRMGMT
PWMF04 | PWM008 | MiddleAtlanticProducts | RLNK-SW620R | NA | PWRMGMT
PWMF04 | PWM009 | MiddleAtlanticProducts | Unknown | NA | PWRMGMT
PWMF13 | PWM026 | Minuteman | RPM1581HVN | NA | PWRMGMT
PWMF13 | PWM043 | Minuteman | RPM1600 | NA | PWRMGMT
PWMF13 | PWM029 | Minuteman | RPM1601 | NA | PWRMGMT
PWMF14 | PWM028 | ServerTechnology | CW-2H1-C20 | NA | PWRMGMT
PWMF12 | PWM024 | Sinclair | AMV-6A | NA | PWRMGMT
PWMF12 | PWM025 | Sinclair | Unknown | NA | PWRMGMT
PWMF10 | PWM020 | Synaccess | Net Booter NP-0808DT | NA | PWRMGMT
PWMF09 | PWM044 | Synaccess | NP-0801D | NA | PWRMGMT
PWMF09 | PWM018 | Synaccess | NP-0808DT | NA | PWRMGMT
PWMF09 | PWM019 | Synaccess | Unknown | NA | PWRMGMT
PWMF10 | PWM021 | Synaccess | Unknown | NA | PWRMGMT
PWMF05 | PWM035 | Tripp-Lite | PDU1215 | NA | PWRMGMT
PWMF05 | PWM015 | Tripp-Lite | PDUMH15ATNET | NA | PWRMGMT
PWMF05 | PWM010 | Tripp-Lite | PDUMH20ATNET | NA | PWRMGMT
PWMF05 | PWM046 | Tripp-Lite | RS-1215-RA | NA | PWRMGMT
PWMF05 | PWM011 | Tripp-Lite | Unknown | NA | PWRMGMT
PWMF06 | PWM013 | Unknown | PS 100 RT 3120 XRM | NA | PWRMGMT
PWMF06 | PWM014 | Unknown | PS1500RT3120XRW | NA | PWRMGMT
PWMF06 | PWM012 | Unknown | Unknown | NA | PWRMGMT
PWMF08 | PWM016 | WesternTelematicInc | IPS-1600-D20 | NA | PWRMGMT
PWMF08 | PWM017 | WesternTelematicInc | Unknown | NA | PWRMGMT
PWMF19 | PWM047 | ZincFive | UPStealth 2 XRT 3600Wh IMS | NA | PWRMGMT
PSM42 | PSMD96 | ACPowerAdapter | 0334B5555 | NA | PWRSUPLY
PSM42 | PSMD97 | ACPowerAdapter | Unknown | NA | PWRSUPLY
PSM01 | PSMD170 | AdapterTech | ATS050-A480 | NA | PWRSUPLY
PSM01 | PSMD01 | AdapterTech | STD-4810P-48V | NA | PWRSUPLY
PSM01 | PSMD02 | AdapterTech | Unknown | NA | PWRSUPLY
PSM53 | PSMD124 | AdvancedProtectionTechnologies | TAA66-283000AU | NA | PWRSUPLY
PSM03 | PSMD06 | AdvantechB+BSmartWorx | AD 1020 | NA | PWRSUPLY
PSM03 | PSMD42 | AdvantechB+BSmartWorx | DR-30-2Y | NA | PWRSUPLY
PSM03 | PSMD118 | AdvantechB+BSmartWorx | MTD35-045500 | NA | PWRSUPLY
PSM03 | PSMD192 | AdvantechB+BSmartWorx | PSD-A40W24 | NA | PWRSUPLY
PSM03 | PSMD07 | AdvantechB+BSmartWorx | Unknown | NA | PWRSUPLY
PSM59 | PSMD162 | AltechCorp. | DR-12024 | NA | PWRSUPLY
PSM59 | PSMD132 | AltechCorp. | PS-12024 | NA | PWRSUPLY
PSM106 | PSMD268 | Altronix | ALTV244UL | NA | PWRSUPLY
PSM02 | PSMD54 | AmericanDynamics | 8VJBOX2 | NA | PWRSUPLY
PSM02 | PSMD03 | AmericanDynamics | JBOXX2 | NA | PWRSUPLY
PSM02 | PSMD04 | AmericanDynamics | SVJOX2 | NA | PWRSUPLY
PSM02 | PSMD05 | AmericanDynamics | Unknown | NA | PWRSUPLY
PSM24 | PSMD50 | AmericanTechnology | .6410 | NA | PWRSUPLY
PSM56 | PSMD127 | Amigo | AMS3-1201500FU | NA | PWRSUPLY
PSM77 | PSMD171 | Amseco | XR-2440 LED | NA | PWRSUPLY
PSM79 | PSMD224 | APC | NBAC0303 | NA | PWRSUPLY
PSM79 | PSMD177 | APC | NBAC0303NA | NA | PWRSUPLY
PSM79 | PSMD226 | APC | PW180KB4800F02 | NA | PWRSUPLY
PSM34 | PSMD178 | APS | JF66-2803000AU | NA | PWRSUPLY
PSM34 | PSMD79 | APS | TAA66-2803000AU | NA | PWRSUPLY
PSM34 | PSMD80 | APS | Unknown | NA | PWRSUPLY
PSM36 | PSMD179 | Astron | RS-5A | NA | PWRSUPLY
PSM36 | PSMD83 | Astron | RS7A | NA | PWRSUPLY
PSM36 | PSMD88 | Astron | VS-36M | NA | PWRSUPLY
PSM65 | PSMD145 | AutomationDirect | PSB24-120S | NA | PWRSUPLY
PSM65 | PSMD146 | AutomationDirect | PSB48-120S | NA | PWRSUPLY
PSM66 | PSMD180 | Axis | 5900-331-01 | NA | PWRSUPLY
PSM66 | PSMD269 | Axis | POE60S-1BT | NA | PWRSUPLY
PSM66 | PSMD147 | Axis | T8124 | NA | PWRSUPLY
PSM66 | PSMD148 | Axis | T8134 | NA | PWRSUPLY
PSM66 | PSMD228 | Axis | T8154 | NA | PWRSUPLY
PSM04 | PSMD08 | BEC | AP1212-1 | NA | PWRSUPLY
PSM04 | PSMD09 | BEC | Unknown | NA | PWRSUPLY
PSM97 | PSMD222 | BLACKBOX | LPJ001A-T | NA | PWRSUPLY
PSM103 | PSMD263 | Bosch | NPD-9501A | NA | PWRSUPLY
PSM67 | PSMD149 | Brocade | RPS9 (CES PS) | NA | PWRSUPLY
PSM19 | PSMD43 | Canoga | R124 | NA | PWRSUPLY
PSM38 | PSMD86 | CarCommInc | CCIDBCB12V | NA | PWRSUPLY
PSM38 | PSMD87 | CarCommInc | Unknown | NA | PWRSUPLY
PSM80 | PSMD181 | Cincon | TRG100A480Y-21E13 | NA | PWRSUPLY
PSM25 | PSMD51 | Cisco | C3K-PWR-750WAC | NA | PWRSUPLY
PSM25 | PSMD220 | Cisco | PWR-2955-AC | NA | PWRSUPLY
PSM25 | PSMD245 | Cisco | PWR-IE170W-PC-AC | NA | PWRSUPLY
PSM25 | PSMD246 | Cisco | PWR-IE170W-PC-DC | NA | PWRSUPLY
PSM25 | PSMD247 | Cisco | PWR-IE50W-AC | NA | PWRSUPLY
PSM25 | PSMD248 | Cisco | PWR-IE50W-AC-IEC | NA | PWRSUPLY
PSM25 | PSMD249 | Cisco | PWR-IE65W-PC-AC | NA | PWRSUPLY
PSM25 | PSMD250 | Cisco | PWR-IE65W-PC-DC | NA | PWRSUPLY
PSM25 | PSMD258 | Cisco | TPSN-50AB A | NA | PWRSUPLY
PSM98 | PSMD227 | Cohu | 7412007-003 | NA | PWRSUPLY
PSM81 | PSMD182 | Comnet | CNGE1IPS | NA | PWRSUPLY
PSM81 | PSMD183 | Comnet | PIM1 | NA | PWRSUPLY
PSM81 | PSMD234 | Comnet | PS-AMR1-12 | NA | PWRSUPLY
PSM81 | PSMD239 | Comnet | PS-AMR1-24 | NA | PWRSUPLY
PSM81 | PSMD235 | Comnet | PS-AMR2-12 | NA | PWRSUPLY
PSM81 | PSMD240 | Comnet | PS-AMR2-24 | NA | PWRSUPLY
PSM81 | PSMD236 | Comnet | PS-AMR3-12 | NA | PWRSUPLY
PSM81 | PSMD241 | Comnet | PS-AMR3-24 | NA | PWRSUPLY
PSM81 | PSMD237 | Comnet | PS-AMR4-12 | NA | PWRSUPLY
PSM81 | PSMD242 | Comnet | PS-AMR4-24 | NA | PWRSUPLY
PSM81 | PSMD238 | Comnet | PS-AMR5-12 | NA | PWRSUPLY
PSM81 | PSMD243 | Comnet | PS-AMR5-24 | NA | PWRSUPLY
COMTROL1 | PSMD75 | Comtrol | Device Master | NA | PWRSUPLY
COMTROL1 | PSMD56 | Comtrol | PS1020 | NA | PWRSUPLY
COMTROL1 | PSMD105 | Comtrol | PS1060 | NA | PWRSUPLY
COMTROL1 | PSMD76 | Comtrol | Unknown | NA | PWRSUPLY
PSM22 | PSMD48 | CUI-Stack | DV-1250 | NA | PWRSUPLY
PSM46 | PSMD107 | DaytonInternationalCorp | 41-12-300C | NA | PWRSUPLY
PSM46 | PSMD108 | DaytonInternationalCorp | Unknown | NA | PWRSUPLY
PSM100 | PSMD244 | DeltaElectronics | DRP024V12W1B | NA | PWRSUPLY
PSM05 | PSMD11 | Ditek | Unknown | NA | PWRSUPLY
PSM82 | PSMD184 | DragonWave-X | 60-000381-01 | NA | PWRSUPLY
PSM28 | PSMD58 | EasternResource | .408357630 | NA | PWRSUPLY
PSM28 | PSMD57 | EasternResource | .408362598 | NA | PWRSUPLY
PSM28 | PSMD59 | EasternResource | Unknown | NA | PWRSUPLY
PSM99 | PSMD233 | EFOR | 190A | NA | PWRSUPLY
PSM60 | PSMD133 | ELKProducts | TRG2440 | NA | PWRSUPLY
PSM06 | PSMD12 | Fairway | Unknown | NA | PWRSUPLY
PSM06 | PSMD165 | Fairway | VE20C-48A | NA | PWRSUPLY
PSM06 | PSMD13 | Fairway | VE20C-48V | NA | PWRSUPLY
PSM92 | PSMD211 | FLIR | .4124857 | NA | PWRSUPLY
PSM68 | PSMD150 | FoundryNetworks | FGS624P-PWR | NA | PWRSUPLY
PSM88 | PSMD204 | FSPGroupInc. | FSP060-DAAN2 | NA | PWRSUPLY
PSM07 | PSMD14 | GlobTekInc. | DA-175-28 | NA | PWRSUPLY
PSM07 | PSMD185 | GlobTekInc. | GT-81081-6012-T3 | NA | PWRSUPLY
PSM07 | PSMD15 | GlobTekInc. | Unknown | NA | PWRSUPLY
PSM64 | PSMD142 | GovComm | MKAC-66-243000U | NA | PWRSUPLY
PSM21 | PSMD47 | I.T.E | PW130 | NA | PWRSUPLY
PSM83 | PSMD201 | IDECCorp | PS5R-SC12 | NA | PWRSUPLY
PSM58 | PSMD131 | ISS | Generic 24VDC | NA | PWRSUPLY
PSM73 | PSMD164 | ITS Express | 80 Series | NA | PWRSUPLY
PSM73 | PSMD223 | ITS Express | ITS-80 Series PS | NA | PWRSUPLY
PSM73 | PSMD173 | ITS Express | PS-79 | NA | PWRSUPLY
PSM50 | PSMD120 | Jameco | EFU120200 | NA | PWRSUPLY
PSM86 | PSMD202 | LairdPLC | POE-18i | NA | PWRSUPLY
PSM32 | PSMD70 | Lambda | TH120012 | NA | PWRSUPLY
PSM32 | PSMD71 | Lambda | TH120024 | NA | PWRSUPLY
PSM32 | PSMD72 | Lambda | TH120048 | NA | PWRSUPLY
PSM32 | PSMD73 | Lambda | Unknown | NA | PWRSUPLY
PSM54 | PSMD125 | Lan-Power | LP 2535 | NA | PWRSUPLY
PSM74 | PSMD168 | L-Com | BT-CAT5-P1J | NA | PWRSUPLY
PSM62 | PSMD139 | LSE | LSE980281240 | NA | PWRSUPLY
PSM08 | PSMD16 | McCain | .206 | NA | PWRSUPLY
PSM08 | PSMD17 | McCain | Unknown | NA | PWRSUPLY
PSM40 | PSMD166 | MeanWell | 100-200 VAC | NA | PWRSUPLY
PSM40 | PSMD169 | MeanWell | 100-240 VAC | NA | PWRSUPLY
PSM40 | PSMD106 | MeanWell | CLG-100-15 | NA | PWRSUPLY
PSM40 | PSMD230 | MeanWell | DDR-120B-12 | NA | PWRSUPLY
PSM40 | PSMD206 | MeanWell | DR-120-24 | NA | PWRSUPLY
PSM40 | PSMD232 | MeanWell | DRC-100A | NA | PWRSUPLY
PSM40 | PSMD140 | MeanWell | GS18A12-P1J | NA | PWRSUPLY
PSM40 | PSMD271 | MeanWell | GST60A48 | NA | PWRSUPLY
PSM40 | PSMD151 | MeanWell | HEP-320-36A | NA | PWRSUPLY
PSM40 | PSMD188 | MeanWell | HRPG-600-24 | NA | PWRSUPLY
PSM40 | PSMD187 | MeanWell | HRPG-600-5 | NA | PWRSUPLY
PSM40 | PSMD264 | MeanWell | IRM-60-15ST | NA | PWRSUPLY
PSM40 | PSMD231 | MeanWell | LPV-60-12 | NA | PWRSUPLY
PSM40 | PSMD261 | MeanWell | LPVL-150-12 | NA | PWRSUPLY
PSM40 | PSMD94 | MeanWell | MDR-100-24 | NA | PWRSUPLY
PSM40 | PSMD152 | MeanWell | MDR-100-48 | NA | PWRSUPLY
PSM40 | PSMD207 | MeanWell | MDR-10-12 | NA | PWRSUPLY
PSM40 | PSMD253 | MeanWell | MDR-20-12 | NA | PWRSUPLY
PSM40 | PSMD123 | MeanWell | MDR-20-24 | NA | PWRSUPLY
PSM40 | PSMD260 | MeanWell | MDR-40-12 | NA | PWRSUPLY
PSM40 | PSMD176 | MeanWell | MDR-40-24 | NA | PWRSUPLY
PSM40 | PSMD144 | MeanWell | MDR-40-48 | NA | PWRSUPLY
PSM40 | PSMD186 | MeanWell | MDR-60-12 | NA | PWRSUPLY
PSM40 | PSMD93 | MeanWell | MDR-60-24 | NA | PWRSUPLY
PSM40 | PSMD212 | MeanWell | NDR-120-24 | NA | PWRSUPLY
PSM40 | PSMD256 | MeanWell | NDR-120-48 | NA | PWRSUPLY
PSM40 | PSMD257 | MeanWell | NDR-75-48 | NA | PWRSUPLY
PSM40 | PSMD213 | MeanWell | QP-320D | NA | PWRSUPLY
PSM40 | PSMD254 | MeanWell | SDR-240-24 | NA | PWRSUPLY
PSM40 | PSMD255 | MeanWell | SDR-240-48 | NA | PWRSUPLY
PSM40 | PSMD214 | MeanWell | SP-500-12 | NA | PWRSUPLY
PSM40 | PSMD92 | MeanWell | Unknown | NA | PWRSUPLY
PSM52 | PSMD122 | MHCorbin | DRPSM1 | NA | PWRSUPLY
PSM26 | PSMD52 | MHCorbin / HwyInfoSystems | DRPSM1 | NA | PWRSUPLY
PSM89 | PSMD225 | MicrohardSystems | MHS064000 | NA | PWRSUPLY
PSM69 | PSMD215 | Microsemi | NPD-6001B | NA | PWRSUPLY
PSM69 | PSMD153 | Microsemi | PD-9501GI | NA | PWRSUPLY
PSM69 | PSMD174 | Microsemi | PD-9501GR | NA | PWRSUPLY
PSM69 | PSMD251 | Microsemi | PD-9601GC | NA | PWRSUPLY
PSM39 | PSMD89 | Midland | 71-7200 | NA | PWRSUPLY
PSM39 | PSMD90 | Midland | Unknown | NA | PWRSUPLY
PSM70 | PSMD154 | MOXA | INJ-24A-T | NA | PWRSUPLY
PSM23 | PSMD49 | MTMPower | PCMA-15S12 | NA | PWRSUPLY
PSM43 | PSMD99 | Netgear | MT12-Y120100-A1 | NA | PWRSUPLY
PSM43 | PSMD100 | Netgear | Unknown | NA | PWRSUPLY
PSM96 | PSMD221 | Nitek | ATS050T-A480 | NA | PWRSUPLY
PSM29 | PSMD60 | Nortel | DS1405011 | NA | PWRSUPLY
PSM29 | PSMD61 | Nortel | DS1405012 | NA | PWRSUPLY
PSM29 | PSMD62 | Nortel | Unknown | NA | PWRSUPLY
PSM84 | PSMD193 | OMRONAutomation | S8VK-C12024 | NA | PWRSUPLY
PSM84 | PSMD194 | OMRONAutomation | S8VK-G06012 | NA | PWRSUPLY
PSM85 | PSMD196 | PhihongUSACorp. | POE29U-560 | NA | PWRSUPLY
PSM85 | PSMD195 | PhihongUSACorp. | POE61U-560DG | NA | PWRSUPLY
PSM09 | PSMD200 | PhoenixContact | 5023-121 | NA | PWRSUPLY
PSM09 | PSMD155 | PhoenixContact | MINI-PS-100-240AC/24DC/1 | NA | PWRSUPLY
PSM09 | PSMD156 | PhoenixContact | MINI-PS-100-240AC/24DC/2 | NA | PWRSUPLY
PSM09 | PSMD189 | PhoenixContact | MINI-PS-100-240AC/24DC/4 | NA | PWRSUPLY
PSM09 | PSMD262 | PhoenixContact | QUINT4-PS/1AC/24DC/2.5/SC | NA | PWRSUPLY
PSM09 | PSMD198 | PhoenixContact | QUINT-PS/1AC/24DC/10 | NA | PWRSUPLY
PSM09 | PSMD199 | PhoenixContact | QUINT-PS/1AC/48DC/10 | NA | PWRSUPLY
PSM09 | PSMD197 | PhoenixContact | TRIO-PS/1AC/24DC/10 | NA | PWRSUPLY
PSM09 | PSMD172 | PhoenixContact | TRIO-PS-2G/1AC/24DC/10 | NA | PWRSUPLY
PSM09 | PSMD18 | PhoenixContact | Unknown | NA | PWRSUPLY
PSM09 | PSMD190 | PhoenixContact | UNO-PS/1AC/24DC/240W | NA | PWRSUPLY
PSM104 | PSMD265 | Proxim | RP026-5601100YG/PROXIM-400-000 | NA | PWRSUPLY
PSM10 | PSMD19 | PTrans | Unknown | NA | PWRSUPLY
PSM10 | PSMD20 | PTrans | UP01261120 | NA | PWRSUPLY
PSM33 | PSMD74 | SamlexAmerica | RPS1207 | NA | PWRSUPLY
PSM33 | PSMD126 | SamlexAmerica | SA-1000K-124 | NA | PWRSUPLY
PSM108 | PSMD272 | SchenzhenWentong | WT48-2401500-T | NA | PWRSUPLY
PSM45 | PSMD259 | SchneiderElectric | ABLM1A24012 | NA | PWRSUPLY
PSM45 | PSMD136 | SchneiderElectric | POE1AT | NA | PWRSUPLY
PSM41 | PSMD95 | Securityideas | DVT-SD | NA | PWRSUPLY
PSM87 | PSMD203 | ShenzhenFujiaApplicanceCo | F-J-SW0502000N | NA | PWRSUPLY
PSM107 | PSMD270 | Siemens | RP100 | NA | PWRSUPLY
PSM31 | PSMD68 | SignalComm | 291-3363 | NA | PWRSUPLY
PSM31 | PSMD69 | SignalComm | Unknown | NA | PWRSUPLY
PSM11 | PSMD78 | SinPro | IPU63-105 | NA | PWRSUPLY
PSM11 | PSMD98 | SinPro | SPU60-105 | NA | PWRSUPLY
PSM11 | PSMD45 | SinPro | SPU60-105/12v | NA | PWRSUPLY
PSM11 | PSMD21 | SinPro | Unknown | NA | PWRSUPLY
PSM63 | PSMD141 | Skyline | Unknown | NA | PWRSUPLY
PSM12 | PSMD157 | Sola | SDN 10-24-100C | NA | PWRSUPLY
PSM12 | PSMD23 | Sola | SDN 10-24-100P | NA | PWRSUPLY
PSM12 | PSMD22 | Sola | SDN 2.5-24-100P | NA | PWRSUPLY
PSM12 | PSMD26 | Sola | SDN 5-24-100P | NA | PWRSUPLY
PSM12 | PSMD25 | Sola | SDN 5-48-100P | NA | PWRSUPLY
PSM12 | PSMD82 | Sola | SDP 3-15-100T | NA | PWRSUPLY
PSM12 | PSMD24 | Sola | SPU 60-105/12v | NA | PWRSUPLY
PSM12 | PSMD27 | Sola | Unknown | NA | PWRSUPLY
PSM90 | PSMD209 | SonicWall | PD-9001GR/AC | NA | PWRSUPLY
PSM101 | PSMD252 | TATCO | MW18 | NA | PWRSUPLY
PSM78 | PSMD175 | TDCPower | DA-60-24 | NA | PWRSUPLY
PSM55 | PSMD191 | TDK-Lambda | DPP120-12-1 | NA | PWRSUPLY
PSM55 | PSMD158 | TDK-Lambda | DPP240-24-1 | NA | PWRSUPLY
PSM55 | PSMD159 | TDK-Lambda | DSP100-24 | NA | PWRSUPLY
PSM55 | PSMD138 | TDK-Lambda | DSP30-12 | NA | PWRSUPLY
PSM55 | PSMD266 | TDK-Lambda | DSP30-24 | NA | PWRSUPLY
PSM55 | PSMD130 | TDK-Lambda | DSP60-24 | NA | PWRSUPLY
PSM55 | PSMD128 | TDK-Lambda | HWS-100-24 | NA | PWRSUPLY
PSM55 | PSMD205 | TDK-Lambda | HWS600-24 | NA | PWRSUPLY
PSM55 | PSMD143 | TDK-Lambda | RTW28-3.6KC | NA | PWRSUPLY
PSM55 | PSMD160 | TDK-Lambda | SWS600L-36 | NA | PWRSUPLY
PSM30 | PSMD66 | TelcoSystems | 2430-02 | NA | PWRSUPLY
PSM30 | PSMD63 | TelcoSystems | M6097-10-3 | NA | PWRSUPLY
PSM30 | PSMD64 | TelcoSystems | M6097-10-6 | NA | PWRSUPLY
PSM30 | PSMD65 | TelcoSystems | M6097-10-7 | NA | PWRSUPLY
PSM30 | PSMD67 | TelcoSystems | Unknown | NA | PWRSUPLY
PSM13 | PSMD28 | Teleste | LSE0215C1240 | NA | PWRSUPLY
PSM13 | PSMD29 | Teleste | PDP103 | NA | PWRSUPLY
PSM13 | PSMD30 | Teleste | Unknown | NA | PWRSUPLY
PSM44 | PSMD117 | TotalPower | TPSPU-24-108-1 | NA | PWRSUPLY
PSM44 | PSMD102 | TotalPower | TPSPU24-1082 | NA | PWRSUPLY
PSM44 | PSMD103 | TotalPower | Unknown | NA | PWRSUPLY
PSM71 | PSMD161 | TracoPower | TCL 060-124-DC | NA | PWRSUPLY
PSM93 | PSMD216 | TriadMagnetics | WSU120-2000 | NA | PWRSUPLY
PSM91 | PSMD210 | Tri-Mag | PW130 | NA | PWRSUPLY
PSM47 | PSMD109 | Tripp-Lite | Unknown | NA | PWRSUPLY
PSM27 | PSMD53 | TritonPower | SPN-270-24 | NA | PWRSUPLY
PSM14 | PSMD31 | TRUMPower | SPN-270-24 | NA | PWRSUPLY
PSM14 | PSMD32 | TRUMPower | Unknown | NA | PWRSUPLY
PSM94 | PSMD217 | TyconSystems | TP-POE-18 | NA | PWRSUPLY
PSM94 | PSMD218 | TyconSystems | TP-POE-HP-48 | NA | PWRSUPLY
PSM72 | PSMD167 | Ubiquiti | GP-A240-050G | NA | PWRSUPLY
PSM72 | PSMD163 | Ubiquiti | POE-24-12W-G-WH | NA | PWRSUPLY
PSM15 | PSMD33 | UMEC | Unknown | NA | PWRSUPLY
PSM15 | PSMD34 | UMEC | UP0351E-12P | NA | PWRSUPLY
PSM37 | PSMD84 | UniPowerCorporation | TCPMR1U3 | NA | PWRSUPLY
PSM37 | PSMD85 | UniPowerCorporation | Unknown | NA | PWRSUPLY
PSM16 | PSMD35 | UNIVPower | SB-123AOF-11 | NA | PWRSUPLY
PSM16 | PSMD36 | UNIVPower | Unknown | NA | PWRSUPLY
PSM18 | PSMD134 | Unknown | DIN RAIL BREAKER-2A | NA | PWRSUPLY
PSM18 | PSMD119 | Unknown | HDL-120700S | NA | PWRSUPLY
PSM18 | PSMD37 | Unknown | JOD-41U-47 | NA | PWRSUPLY
PSM18 | PSMD38 | Unknown | Unknown | NA | PWRSUPLY
PSM48 | PSMD110 | USI | .9604 | NA | PWRSUPLY
PSM48 | PSMD111 | USI | Unknown | NA | PWRSUPLY
PSM35 | PSMD81 | Vbrick | 8000-0262 | NA | PWRSUPLY
PSM35 | PSMD91 | Vbrick | Unknown | NA | PWRSUPLY
PSM95 | PSMD219 | Veracity | POE21U-1AF | NA | PWRSUPLY
PSM17 | PSMD101 | Vicon | .2000 | NA | PWRSUPLY
PSM17 | PSMD39 | Vicon | GT-DA-112-1 | NA | PWRSUPLY
PSM17 | PSMD40 | Vicon | GT-DA-112-28-1 | NA | PWRSUPLY
PSM17 | PSMD55 | Vicon | S28WPS-1 | NA | PWRSUPLY
PSM17 | PSMD41 | Vicon | Unknown | NA | PWRSUPLY
PSM57 | PSMD129 | Wallwart | 12VDC | NA | PWRSUPLY
PSM49 | PSMD229 | Wavetronix | Click 201 | NA | PWRSUPLY
PSM49 | PSMD113 | Wavetronix | Click 202 | NA | PWRSUPLY
PSM49 | PSMD114 | Wavetronix | Click 204 | NA | PWRSUPLY
PSM49 | PSMD115 | Wavetronix | Unknown | NA | PWRSUPLY
PSM61 | PSMD137 | Weidmuller | CP-SNT 24W | NA | PWRSUPLY
PSM61 | PSMD135 | Weidmuller | Unknown | NA | PWRSUPLY
PSM105 | PSMD267 | WTI | WTI-POE-I | NA | PWRSUPLY
PSM20 | PSMD44 | X-Power | H4P24-12B2 | NA | PWRSUPLY
PSM20 | PSMD116 | X-Power | HUP24-1282 | NA | PWRSUPLY
PSM20 | PSMD46 | X-Power | Unknown | NA | PWRSUPLY
PRSCM01 | PWSIG01 | EberleDesignInc.(EDI) | Model 206L | NA | PWSIGCAB
PRSCM01 | PWSIG02 | EberleDesignInc.(EDI) | PS-200 | NA | PWSIGCAB
PRSCM01 | PWSIG03 | EberleDesignInc.(EDI) | Unknown | NA | PWSIGCAB
PRSCM02 | PWSIG04 | Econolite | PS-200 | NA | PWSIGCAB
PRSCM02 | PWSIG05 | Econolite | PS-2412 | NA | PWSIGCAB
PRSCM02 | PWSIG19 | Econolite | PS-200E | NA | PWSIGCAB
PRSCM02 | PWSIG20 | Econolite | PS-2412 TS2 | NA | PWSIGCAB
PRSCM02 | PWSIG24 | Econolite | TS200E | NA | PWSIGCAB
PRSCM02 | PWSIG06 | Econolite | Unknown | NA | PWSIGCAB
PRSCM03 | PWSIG07 | McCainINc. | Model 206 | NA | PWSIGCAB
PRSCM03 | PWSIG08 | McCainINc. | Unknown | NA | PWSIGCAB
PRSCM08 | PWSIG21 | Mobotrex | CPS105 | NA | PWSIGCAB
PRSCM04 | PWSIG09 | NaztecINc. | 500098-2000 | NA | PWSIGCAB
PRSCM04 | PWSIG10 | NaztecINc. | NEMA TS2 | NA | PWSIGCAB
PRSCM04 | PWSIG11 | NaztecINc. | PS-200 | NA | PWSIGCAB
PRSCM04 | PWSIG12 | NaztecINc. | Unknown | NA | PWSIGCAB
PRSCM05 | PWSIG13 | Peek | PS-100 | NA | PWSIGCAB
PRSCM05 | PWSIG14 | Peek | Unknown | NA | PWSIGCAB
PRSCM06 | PWSIG15 | SiemensITS / Eagle | CPS 102 | NA | PWSIGCAB
PRSCM06 | PWSIG16 | SiemensITS / Eagle | CPS 105 | NA | PWSIGCAB
PRSCM06 | PWSIG17 | SiemensITS / Eagle | Unknown | NA | PWSIGCAB
PRSCM09 | PWSIG22 | Trafficware | 500098-2000 | NA | PWSIGCAB
PRSCM09 | PWSIG23 | Trafficware | PS2D | NA | PWSIGCAB
PRSCM07 | PWSIG18 | Unknown | Unknown | NA | PWSIGCAB
ALPHACRG | ACDEL003 | AlphaTechnologies | AlphaGuard AG-CMT-4SC | UNK | RECTFIER
ELTEK2 | RECT03 | Eltek | .9155100220 | UNK | RECTFIER
ELTEK2 | RECT11 | Eltek | Flatpack2 48/2000 | UNK | RECTFIER
ELTEK2 | RECT04 | Eltek | PS-19 | UNK | RECTFIER
ELTEK2 | RECT12 | Eltek | TWPP-48-150-CE | UNK | RECTFIER
ELTEK2 | RECT05 | Eltek | Unknown | UNK | RECTFIER
IOTA | RECT13 | IOTA | DLS-15/IQ4 | UNK | RECTFIER
IOTA | RECT14 | IOTA | DLS-30/IQ4 | UNK | RECTFIER
NORTEL | RECT06 | Nortel | NT0H4311 | UNK | RECTFIER
NORTEL | RECT07 | Nortel | Unknown | UNK | RECTFIER
PCP3 | RECT01 | PowerConversionProducts | Twin Pack Plus | UNK | RECTFIER
PCP3 | RECT02 | PowerConversionProducts | Unknown | UNK | RECTFIER
UNK | RECT10 | Unknown | Unknown | UNK | RECTFIER
VALERE2 | RECT09 | Valere | Unknown | UNK | RECTFIER
VALERE2 | RECT08 | Valere | V1250A-VV | UNK | RECTFIER
SCMF01 | SCMD02 | Morningstar | ProStar | NA | SLRPWCTL
SCMF01 | SCMD12 | Morningstar | Prostar PS-15M | NA | SLRPWCTL
SCMF01 | SCMD08 | Morningstar | Prostar PS-30M | NA | SLRPWCTL
SCMF01 | SCMD11 | Morningstar | PS-15M | NA | SLRPWCTL
SCMF01 | SCMD06 | Morningstar | SS-10L-12V | NA | SLRPWCTL
SCMF01 | SCMD15 | Morningstar | SS-20L-24V | NA | SLRPWCTL
SCMF01 | SCMD14 | Morningstar | SS-6L-12V | NA | SLRPWCTL
SCMF01 | SCMD01 | Morningstar | SunSaver 10 | NA | SLRPWCTL
SCMF01 | SCMD09 | Morningstar | SunSaver SS-20L-12V | NA | SLRPWCTL
SCMF01 | SCMD03 | Morningstar | TriStar | NA | SLRPWCTL
SCMF01 | SCMD10 | Morningstar | TriStar TS-MPPT-60 | NA | SLRPWCTL
SCMF01 | SCMD13 | Morningstar | TriStar-45 | NA | SLRPWCTL
SCMF01 | SCMD07 | Morningstar | TS-MPPT-60 | NA | SLRPWCTL
SCMF01 | SCMD04 | Morningstar | Unknown | NA | SLRPWCTL
SCMF02 | SCMD05 | Unknown | Unknown | NA | SLRPWCTL
SPMF08 | SPMD38 | AmerescoSolar | 120J | NA | SLRPWPNL
SPMF08 | SPMD25 | AmerescoSolar | 30J | NA | SLRPWPNL
SPMF02 | SPMD10 | BPSolar | BP3125J | NA | SLRPWPNL
SPMF02 | SPMD11 | BPSolar | BP3140J | NA | SLRPWPNL
SPMF02 | SPMD04 | BPSolar | BP320J | NA | SLRPWPNL
SPMF02 | SPMD12 | BPSolar | BP3225T | NA | SLRPWPNL
SPMF02 | SPMD05 | BPSolar | BP330J | NA | SLRPWPNL
SPMF02 | SPMD06 | BPSolar | BP340J | NA | SLRPWPNL
SPMF02 | SPMD07 | BPSolar | BP350J | NA | SLRPWPNL
SPMF02 | SPMD08 | BPSolar | BP365J | NA | SLRPWPNL
SPMF02 | SPMD09 | BPSolar | BP480J | NA | SLRPWPNL
SPMF02 | SPMD13 | BPSolar | Unknown | NA | SLRPWPNL
SPMF12 | SPMD37 | HyundaiEnergySolutions | RG Series | NA | SLRPWPNL
SPMF14 | SPMD40 | K&KSystems | DS-15A | NA | SLRPWPNL
SPMF01 | SPMD01 | Kyocera | KD135SX-UFBS | NA | SLRPWPNL
SPMF01 | SPMD02 | Kyocera | KD140SX-UFBS | NA | SLRPWPNL
SPMF01 | SPMD03 | Kyocera | Unknown | NA | SLRPWPNL
SPMF05 | SPMD18 | LGElectronics | LG2201P1C | NA | SLRPWPNL
SPMF05 | SPMD19 | LGElectronics | Unknown | NA | SLRPWPNL
SPMF03 | SPMD14 | Sharp | NU-U240F2 | NA | SLRPWPNL
SPMF03 | SPMD15 | Sharp | Unknown | NA | SLRPWPNL
SPMF09 | SPMD29 | SolarlandUSA | SLP015-06 | NA | SLRPWPNL
SPMF09 | SPMD28 | SolarlandUSA | SLP060-12M | NA | SLRPWPNL
SPMF10 | SPMD30 | Solartech | SPM013P | NA | SLRPWPNL
SPMF10 | SPMD31 | Solartech | SPM045P | NA | SLRPWPNL
SPMF10 | SPMD34 | Solartech | SPM055P | NA | SLRPWPNL
SPMF10 | SPMD33 | Solartech | SPM085P | NA | SLRPWPNL
SPMF10 | SPMD32 | Solartech | SPM130P | NA | SLRPWPNL
SPMF04 | SPMD16 | Suntech | STP050D-12/MEA | NA | SLRPWPNL
SPMF04 | SPMD17 | Suntech | Unknown | NA | SLRPWPNL
SPMF13 | SPMD39 | Sutron | 5100-0406 | NA | SLRPWPNL
SPMF07 | SPMD21 | TrinaSolar | TSM-235-PC/PA05 | NA | SLRPWPNL
SPMF07 | SPMD22 | TrinaSolar | Unknown | NA | SLRPWPNL
SPMF06 | SPMD20 | Unknown | Unknown | NA | SLRPWPNL
SPMF11 | SPMD35 | ValueLineSeries | VLS-90T 90W | NA | SLRPWPNL
GEMF01 | GEMD01 | Baldor | IDLC30-3J4 | NA | STNDBGEN
GEMF01 | GEMD19 | Baldor | IDL-C30-3JU | NA | STNDBGEN
GEMF01 | GEMD125 | Baldor | IGL-C35-2GU | NA | STNDBGEN
GEMF01 | GEMD119 | Baldor | SB25-35 | NA | STNDBGEN
GEMF01 | GEMD124 | Baldor | To be removed | NA | STNDBGEN
GEMF01 | GEMD02 | Baldor | Unknown | NA | STNDBGEN
GEMF18 | GEMD68 | Caterpillar | Unknown | NA | STNDBGEN
GEMF22 | GEMD50 | CumminsPower | 100ENBA | NA | STNDBGEN
GEMF22 | GEMD97 | CumminsPower | 10DSKAA | NA | STNDBGEN
GEMF22 | GEMD95 | CumminsPower | 15DSKAB | NA | STNDBGEN
GEMF22 | GEMD116 | CumminsPower | 20 ES | NA | STNDBGEN
GEMF22 | GEMD96 | CumminsPower | 25DSKCA | NA | STNDBGEN
GEMF22 | GEMD99 | CumminsPower | 35 EK | NA | STNDBGEN
GEMF22 | GEMD51 | CumminsPower | 35EK/66531C | NA | STNDBGEN
GEMF22 | GEMD22 | CumminsPower | 35GGFD | NA | STNDBGEN
GEMF22 | GEMD25 | CumminsPower | 45 OEM 15R/77760 | NA | STNDBGEN
GEMF22 | GEMD98 | CumminsPower | 45EM | NA | STNDBGEN
GEMF22 | GEMD52 | CumminsPower | 45EML24036R | NA | STNDBGEN
GEMF22 | GEMD103 | CumminsPower | 60ENA | NA | STNDBGEN
GEMF22 | GEMD20 | CumminsPower | 92A01498-S | NA | STNDBGEN
GEMF22 | GEMD136 | CumminsPower | C15 D6 | NA | STNDBGEN
GEMF22 | GEMD130 | CumminsPower | C25 D6 | NA | STNDBGEN
GEMF22 | GEMD127 | CumminsPower | C35 D6 | NA | STNDBGEN
GEMF22 | GEMD87 | CumminsPower | DFAC-5747056 | NA | STNDBGEN
GEMF22 | GEMD84 | CumminsPower | DGGD-7075046 | NA | STNDBGEN
GEMF22 | GEMD83 | CumminsPower | DGGD-7222519 | NA | STNDBGEN
GEMF22 | GEMD18 | CumminsPower | DKAF-338039 | NA | STNDBGEN
GEMF22 | GEMD86 | CumminsPower | DSFAD-7075040 | NA | STNDBGEN
GEMF22 | GEMD85 | CumminsPower | DSFAD-7253429 | NA | STNDBGEN
GEMF22 | GEMD101 | CumminsPower | DSKCA-1335742 | NA | STNDBGEN
GEMF22 | GEMD100 | CumminsPower | DSKCA-1335743 | NA | STNDBGEN
GEMF22 | GEMD24 | CumminsPower | DTPCA-5671094 | NA | STNDBGEN
GEMF22 | GEMD108 | CumminsPower | GGDB-3366243 | NA | STNDBGEN
GEMF22 | GEMD27 | CumminsPower | GGDB-3377540 | NA | STNDBGEN
GEMF22 | GEMD118 | CumminsPower | GGDB-5555116 | NA | STNDBGEN
GEMF22 | GEMD36 | CumminsPower | GGFD-1087119 | NA | STNDBGEN
GEMF22 | GEMD37 | CumminsPower | GGFD-1087149 | NA | STNDBGEN
GEMF22 | GEMD28 | CumminsPower | GGFD-5561819 | NA | STNDBGEN
GEMF22 | GEMD23 | CumminsPower | GGFD-5569815 | NA | STNDBGEN
GEMF22 | GEMD29 | CumminsPower | GGFD-5585209 | NA | STNDBGEN
GEMF22 | GEMD21 | CumminsPower | GGFD-5671065 | NA | STNDBGEN
GEMF22 | GEMD32 | CumminsPower | GGFD-5763508 | NA | STNDBGEN
GEMF22 | GEMD33 | CumminsPower | GGFD-5763512 | NA | STNDBGEN
GEMF22 | GEMD34 | CumminsPower | GGFD-5764311 | NA | STNDBGEN
GEMF22 | GEMD31 | CumminsPower | GGFD-5938103 | NA | STNDBGEN
GEMF22 | GEMD35 | CumminsPower | GGFD-6948980 | NA | STNDBGEN
GEMF22 | GEMD26 | CumminsPower | GGFE-5590311 | NA | STNDBGEN
GEMF22 | GEMD30 | CumminsPower | GGFE-5788461 | NA | STNDBGEN
GEMF22 | GEMD109 | CumminsPower | GGHH-5785647 | NA | STNDBGEN
GEMF22 | GEMD102 | CumminsPower | GGPA-1215364 | NA | STNDBGEN
GEMF22 | GEMD38 | CumminsPower | GGPA-7913873 | NA | STNDBGEN
GEMF22 | GEMD106 | CumminsPower | GGPC-1340497 | NA | STNDBGEN
GEMF22 | GEMD112 | CumminsPower | LRG-425I-6005-A | NA | STNDBGEN
GEMF22 | GEMD93 | CumminsPower | OTECB-7222701 | NA | STNDBGEN
GEMF22 | GEMD94 | CumminsPower | Unknown | NA | STNDBGEN
GEMF12 | GEMD121 | DetroitDiesel | 20DSEJB Gen Set | NA | STNDBGEN
GEMF12 | GEMD48 | DetroitDiesel | RLS-164231-0400 | NA | STNDBGEN
GEMF12 | GEMD122 | DetroitDiesel | SDT-AFND-0200S | NA | STNDBGEN
GEMF12 | GEMD49 | DetroitDiesel | Unknown | NA | STNDBGEN
GEMF08 | GEMD120 | GENERAC | .11839 | NA | STNDBGEN
GEMF08 | GEMD43 | GENERAC | .1771640100 | NA | STNDBGEN
GEMF08 | GEMD47 | GENERAC | .1771760100 | NA | STNDBGEN
GEMF08 | GEMD45 | GENERAC | .9758120200 | NA | STNDBGEN
GEMF08 | GEMD46 | GENERAC | 96A05256-S | NA | STNDBGEN
GEMF08 | GEMD44 | GENERAC | 96A05480-S | NA | STNDBGEN
GEMF08 | GEMD90 | GENERAC | 98A00707-S | NA | STNDBGEN
GEMF08 | GEMD89 | GENERAC | 98A04697-S | NA | STNDBGEN
GEMF08 | GEMD126 | GENERAC | QP40 | NA | STNDBGEN
GEMF08 | GEMD17 | GENERAC | QT02224ANAN | NA | STNDBGEN
GEMF08 | GEMD91 | GENERAC | QT02524 | NA | STNDBGEN
GEMF08 | GEMD128 | GENERAC | SD0035AG2163.4D18HBYY3 | NA | STNDBGEN
GEMF08 | GEMD129 | GENERAC | SD35 | NA | STNDBGEN
GEMF08 | GEMD92 | GENERAC | Unknown | NA | STNDBGEN
GEMF14 | GEMD57 | Genset | UC1274E1 | NA | STNDBGEN
GEMF14 | GEMD58 | Genset | Unknown | NA | STNDBGEN
GEMF20 | GEMD72 | Katolight | D85FPZ4 | NA | STNDBGEN
GEMF20 | GEMD73 | Katolight | L55FGH4 | NA | STNDBGEN
GEMF20 | GEMD115 | Katolight | NL60GG6 | NA | STNDBGEN
GEMF20 | GEMD74 | Katolight | Unknown | NA | STNDBGEN
GEMF10 | GEMD80 | Kohler | 100R0ZJ | NA | STNDBGEN
GEMF10 | GEMD81 | Kohler | 100R0ZJE | NA | STNDBGEN
GEMF10 | GEMD79 | Kohler | 100ROZJ81 | NA | STNDBGEN
GEMF10 | GEMD76 | Kohler | 100RZ82 | NA | STNDBGEN
GEMF10 | GEMD40 | Kohler | 10ROY61 | NA | STNDBGEN
GEMF10 | GEMD82 | Kohler | 125ROZJ81 | NA | STNDBGEN
GEMF10 | GEMD131 | Kohler | 15RE0ZK | NA | STNDBGEN
GEMF10 | GEMD134 | Kohler | 20REOZK | NA | STNDBGEN
GEMF10 | GEMD77 | Kohler | 250REOZJE | NA | STNDBGEN
GEMF10 | GEMD111 | Kohler | 40 Fast Response | NA | STNDBGEN
GEMF10 | GEMD135 | Kohler | 40REOZK | NA | STNDBGEN
GEMF10 | GEMD110 | Kohler | 45 ERES | NA | STNDBGEN
GEMF10 | GEMD105 | Kohler | 45 Fast Response | NA | STNDBGEN
GEMF10 | GEMD107 | Kohler | 60 Fast Response | NA | STNDBGEN
GEMF10 | GEMD78 | Kohler | 60ROZJ81 | NA | STNDBGEN
GEMF10 | GEMD133 | Kohler | 80REOZJF | NA | STNDBGEN
GEMF10 | GEMD75 | Kohler | 80RZ62 | NA | STNDBGEN
GEMF10 | GEMD113 | Kohler | SDMO J60UL | NA | STNDBGEN
GEMF10 | GEMD41 | Kohler | Unknown | NA | STNDBGEN
GEMF25 | GEMD114 | LynxPowerSystems | 30SG | NA | STNDBGEN
GEMF03 | GEMD08 | Magnum | MLG15 | NA | STNDBGEN
GEMF03 | GEMD07 | Magnum | MLG8 | NA | STNDBGEN
GEMF16 | GEMD65 | MCM | Unknown | NA | STNDBGEN
GEMF17 | GEMD66 | MTS | UCI274H1L | NA | STNDBGEN
GEMF17 | GEMD67 | MTS | Unknown | NA | STNDBGEN
GEMF15 | GEMD59 | MTU-ONSITE | 100GJS6DT3 | NA | STNDBGEN
GEMF15 | GEMD123 | MTU-ONSITE | 283CSL1506-1 Gen Set | NA | STNDBGEN
GEMF15 | GEMD61 | MTU-ONSITE | 330719-1-1-0211 | NA | STNDBGEN
GEMF15 | GEMD60 | MTU-ONSITE | DS00050D6SGAK0574 | NA | STNDBGEN
GEMF15 | GEMD62 | MTU-ONSITE | DS00080D6SGAK0576 | NA | STNDBGEN
GEMF15 | GEMD63 | MTU-ONSITE | SNL60GGG | NA | STNDBGEN
GEMF15 | GEMD64 | MTU-ONSITE | Unknown | NA | STNDBGEN
GEMF11 | GEMD117 | Olympian | G25UH35 | NA | STNDBGEN
GEMF11 | GEMD42 | Olympian | Unknown | NA | STNDBGEN
GEMF11 | GEMD56 | Olympian | Unknown | NA | STNDBGEN
GEMF13 | GEMD54 | OlympicGenerators | D2OPS | NA | STNDBGEN
GEMF13 | GEMD55 | OlympicGenerators | Unknown | NA | STNDBGEN
GEMF24 | GEMD104 | OnsiteEnergy | VER50DGC6NLT1 | NA | STNDBGEN
GEMF04 | GEMD10 | Powko | PG-20P | NA | STNDBGEN
GEMF04 | GEMD11 | Powko | PG-30P | NA | STNDBGEN
GEMF04 | GEMD12 | Powko | Unknown | NA | STNDBGEN
GEMF19 | GEMD69 | Spectrum | 1000SEJ | NA | STNDBGEN
GEMF19 | GEMD70 | Spectrum | 80GS | NA | STNDBGEN
GEMF19 | GEMD71 | Spectrum | Unknown | NA | STNDBGEN
GEMF26 | GEMD132 | TaylorPowerSystems | TD55 | NA | STNDBGEN
GEMF02 | GEMD03 | Terex | T-30 | NA | STNDBGEN
GEMF02 | GEMD04 | Terex | T-50 | NA | STNDBGEN
GEMF02 | GEMD05 | Terex | T-70 | NA | STNDBGEN
GEMF02 | GEMD06 | Terex | Unknown | NA | STNDBGEN
GEMF02 | GEMD09 | Terex | Unknown | NA | STNDBGEN
GEMF05 | GEMD13 | Triton | AG75 | NA | STNDBGEN
GEMF05 | GEMD14 | Triton | TP-P30-T4i-60 | NA | STNDBGEN
GEMF05 | GEMD15 | Triton | Unknown | NA | STNDBGEN
GEMF06 | GEMD16 | Unknown | Unknown | NA | STNDBGEN
SPDM08 | SPD021 | AdapterTech | STD-4810P | LOWV | SURGEPRT
SPDM08 | SPD070 | AdapterTech | Unknown | LOWV | SURGEPRT
SPDM21 | SPD051 | AdapterTech | Unknown | UNK | SURGEPRT
SPDM79 | SPD228 | AeTek | I69-200 | DATA | SURGEPRT
SPDM79 | SPD229 | AeTek | I69-206 | DATA | SURGEPRT
SPDM79 | SPD230 | AeTek | I69-210 | DATA | SURGEPRT
SPDM79 | SPD231 | AeTek | I69-216 | DATA | SURGEPRT
SPDM54 | SPMD23 | APC | PENT-1 | DATA | SURGEPRT
SPDM45 | SPD232 | ASCO | 100 Series | LOWV | SURGEPRT
SPDM45 | SPD196 | ASCO | 107D008S15KXN4D0 | LOWV | SURGEPRT
SPDM46 | SPD116 | ASCO | 107D018S15KXN4D0 | DATA | SURGEPRT
SPDM45 | SPD103 | ASCO | 107D030S15KX4D0 | LOWV | SURGEPRT
SPDM45 | SPD164 | ASCO | 107D060S15KXN4D0 | LOWV | SURGEPRT
SPDM46 | SPD154 | ASCO | 108D008S15KLN4D0 | DATA | SURGEPRT
SPDM46 | SPD105 | ASCO | 108D018S15KLN4D0 | DATA | SURGEPRT
SPDM45 | SPD165 | ASCO | 109D018S15KLN4D0 (RS422/D1) | LOWV | SURGEPRT
SPDM46 | SPD217 | ASCO | 109D018S15KLN4D0 (RS422/D1) | DATA | SURGEPRT
SPDM45 | SPD166 | ASCO | 109D027S15KXN4D0 (RS485/D1) | LOWV | SURGEPRT
SPDM46 | SPD216 | ASCO | 109D027S15KXN4D0 (RS485/D1) | DATA | SURGEPRT
SPDM45 | SPD215 | ASCO | 109D030S15KXN4D0 (RS232/D1) | LOWV | SURGEPRT
SPDM46 | SPD225 | ASCO | 109D030S15KXN4D0 (RS232/D1) | DATA | SURGEPRT
SPDM45 | SPD195 | ASCO | 109D046S15KXN4D0 | LOWV | SURGEPRT
SPDM45 | SPD218 | ASCO | 109D060S15KXN4D0 | LOWV | SURGEPRT
SPDM45 | SPD219 | ASCO | 109D085S15KXN4D0 | LOWV | SURGEPRT
SPDM46 | SPD224 | ASCO | 185D068S10KXRGN0 | DATA | SURGEPRT
SPDM46 | SPD223 | ASCO | 185D068S10KXRJN0 | DATA | SURGEPRT
SPDM47 | SPD107 | ASCO | BNCA10KA | VIDEO | SURGEPRT
SPDM45 | SPD204 | ASCO | D120V1P | LOWV | SURGEPRT
SPDM45 | SPD203 | ASCO | D120V2P | LOWV | SURGEPRT
SPDM45 | SPD152 | ASCO | D230V2P | LOWV | SURGEPRT
SPDM80 | SPD221 | ASCO | GA120V1P080C | LINEV | SURGEPRT
SPDM80 | SPD222 | ASCO | GA120V2P080CF | LINEV | SURGEPRT
SPDM45 | SPD127 | ASCO | S50A277V2PN | LOWV | SURGEPRT
SPDM45 | SPD205 | ASCO | TE/2C/DC | LOWV | SURGEPRT
SPDM45 | SPD104 | ASCO | Unknown | LOWV | SURGEPRT
SPDM46 | SPD106 | ASCO | Unknown | DATA | SURGEPRT
SPDM47 | SPD108 | ASCO | Unknown | VIDEO | SURGEPRT
SPDM64 | SPD167 | BTUResearch | BTU-POE-ETH | DATA | SURGEPRT
SPDM64 | SPD168 | BTUResearch | BTU-POE-PLUS | DATA | SURGEPRT
SPDM39 | SPD191 | Citel | CAT6 | LOWV | SURGEPRT
SPDM42 | SPD213 | Citel | CGMJ8-POE-A-C5E | DATA | SURGEPRT
SPDM42 | SPD214 | Citel | CMJ8-POE | DATA | SURGEPRT
SPDM39 | SPD137 | Citel | D3220-240C | LOWV | SURGEPRT
SPDM51 | SPD122 | Citel | DIN-BNC-HD | VIDEO | SURGEPRT
SPDM42 | SPD095 | Citel | DLA-06D3 | DATA | SURGEPRT
SPDM42 | SPD162 | Citel | DLA-12D3 | DATA | SURGEPRT
SPDM42 | SPD097 | Citel | DLA2-06D3 | DATA | SURGEPRT
SPDM42 | SPD198 | Citel | DLA2-12D3 | DATA | SURGEPRT
SPDM39 | SPD088 | Citel | DLAZ-06D3 | LOWV | SURGEPRT
SPDM39 | SPD163 | Citel | DS202S-24DC | LOWV | SURGEPRT
SPDM39 | SPD169 | Citel | DS220 Series | LOWV | SURGEPRT
SPDM39 | SPD087 | Citel | DS220-24 | LOWV | SURGEPRT
SPDM39 | SPD121 | Citel | DS220-24DC | LOWV | SURGEPRT
SPDM39 | SPD128 | Citel | DS220S-24DC | LOWV | SURGEPRT
SPDM39 | SPD170 | Citel | DS230 Series | LOWV | SURGEPRT
SPDM39 | SPD091 | Citel | DS230-24DC | LOWV | SURGEPRT
SPDM39 | SPD096 | Citel | DS230-48DC | LOWV | SURGEPRT
SPDM39 | SPD123 | Citel | DS240-110DC | LOWV | SURGEPRT
SPDM81 | SPD235 | Citel | DS240-120/G | LINEV | SURGEPRT
SPDM39 | SPD139 | Citel | DS240s-120/G | LOWV | SURGEPRT
SPDM81 | SPD233 | Citel | DS240s-120/G | LINEV | SURGEPRT
SPDM42 | SPD160 | Citel | MJ8-C6 | DATA | SURGEPRT
SPDM42 | SPD120 | Citel | MJ8-CAT5E | DATA | SURGEPRT
SPDM42 | SPD190 | Citel | MJ8-POE | DATA | SURGEPRT
SPDM42 | SPD171 | Citel | MJ8-POE-A | DATA | SURGEPRT
SPDM42 | SPD161 | Citel | MJ8-POE-B | DATA | SURGEPRT
SPDM42 | SPD236 | Citel | MSP-VM24/RINJ | DATA | SURGEPRT
SPDM39 | SPD136 | Citel | Unknown | LOWV | SURGEPRT
SPDM42 | SPD094 | Citel | Unknown | DATA | SURGEPRT
SPDM51 | SPD234 | Citel | Unknown | VIDEO | SURGEPRT
SPDM48 | SPD111 | Comtrol | Unknown | LOWV | SURGEPRT
SPDM40 | SPD090 | CYLIX | Unknown | VIDEO | SURGEPRT
SPDM10 | SPD082 | Ditek | DTK-2MHLPB | LOWV | SURGEPRT
SPDM32 | SPD063 | Ditek | DTK-2MHLP-B | DATA | SURGEPRT
SPDM10 | SPD027 | Ditek | DTK-2MHTP | LOWV | SURGEPRT
SPDM10 | SPD028 | Ditek | Unknown | LOWV | SURGEPRT
SPDM24 | SPD054 | Ditek | Unknown | UNK | SURGEPRT
SPDM09 | SPD112 | Eaton / Crouse-Hinds / MTL | .22035 | LOWV | SURGEPRT
SPDM09 | SPD083 | Eaton / Crouse-Hinds / MTL | .22043 | LOWV | SURGEPRT
SPDM04 | SPD001 | Eaton / Crouse-Hinds / MTL | .24509 | DATA | SURGEPRT
SPDM04 | SPD157 | Eaton / Crouse-Hinds / MTL | .24509 | DATA | SURGEPRT
SPDM04 | SPD013 | Eaton / Crouse-Hinds / MTL | .24510 | DATA | SURGEPRT
SPDM04 | SPD178 | Eaton / Crouse-Hinds / MTL | .24518 | DATA | SURGEPRT
SPDM16 | SPD039 | Eaton / Crouse-Hinds / MTL | .24521 | VIDEO | SURGEPRT
SPDM04 | SPD158 | Eaton / Crouse-Hinds / MTL | .24528 | DATA | SURGEPRT
SPDM04 | SPD002 | Eaton / Crouse-Hinds / MTL | .24528 | DATA | SURGEPRT
SPDM04 | SPD179 | Eaton / Crouse-Hinds / MTL | .24528 | DATA | SURGEPRT
SPDM04 | SPD003 | Eaton / Crouse-Hinds / MTL | .24540 | DATA | SURGEPRT
SPDM09 | SPD126 | Eaton / Crouse-Hinds / MTL | .24548 | LOWV | SURGEPRT
SPDM04 | SPD004 | Eaton / Crouse-Hinds / MTL | .24551 | DATA | SURGEPRT
SPDM04 | SPD182 | Eaton / Crouse-Hinds / MTL | .24558 | DATA | SURGEPRT
SPDM09 | SPD143 | Eaton / Crouse-Hinds / MTL | .24572 | LOWV | SURGEPRT
SPDM09 | SPD172 | Eaton / Crouse-Hinds / MTL | .24574 | LOWV | SURGEPRT
SPDM09 | SPD022 | Eaton / Crouse-Hinds / MTL | .24578 | LOWV | SURGEPRT
SPDM09 | SPD023 | Eaton / Crouse-Hinds / MTL | .24580 | LOWV | SURGEPRT
SPDM09 | SPD175 | Eaton / Crouse-Hinds / MTL | .24582 | LOWV | SURGEPRT
SPDM16 | SPD177 | Eaton / Crouse-Hinds / MTL | .24584 | VIDEO | SURGEPRT
SPDM16 | SPD040 | Eaton / Crouse-Hinds / MTL | .24584 | VIDEO | SURGEPRT
SPDM04 | SPD005 | Eaton / Crouse-Hinds / MTL | .24587 | DATA | SURGEPRT
SPDM04 | SPD184 | Eaton / Crouse-Hinds / MTL | .24596 | DATA | SURGEPRT
SPDM04 | SPD185 | Eaton / Crouse-Hinds / MTL | .24597 | DATA | SURGEPRT
SPDM09 | SPD138 | Eaton / Crouse-Hinds / MTL | .35310 | LOWV | SURGEPRT
SPDM09 | SPD135 | Eaton / Crouse-Hinds / MTL | .35319 | LOWV | SURGEPRT
SPDM04 | SPD006 | Eaton / Crouse-Hinds / MTL | .90489 | DATA | SURGEPRT
SPDM09 | SPD061 | Eaton / Crouse-Hinds / MTL | .90543 | LOWV | SURGEPRT
SPDM09 | SPD024 | Eaton / Crouse-Hinds / MTL | .90548 | LOWV | SURGEPRT
SPDM09 | SPD025 | Eaton / Crouse-Hinds / MTL | .90614 | LOWV | SURGEPRT
SPDM09 | SPD148 | Eaton / Crouse-Hinds / MTL | .90780 | LOWV | SURGEPRT
SPDM09 | SPD080 | Eaton / Crouse-Hinds / MTL | .90948 | LOWV | SURGEPRT
SPDM09 | SPD176 | Eaton / Crouse-Hinds / MTL | .90957 | LOWV | SURGEPRT
SPDM16 | SPD041 | Eaton / Crouse-Hinds / MTL | .91126 | VIDEO | SURGEPRT
SPDM09 | SPD173 | Eaton / Crouse-Hinds / MTL | .91172 | LOWV | SURGEPRT
SPDM09 | SPD067 | Eaton / Crouse-Hinds / MTL | .91333 | LOWV | SURGEPRT
SPDM16 | SPD072 | Eaton / Crouse-Hinds / MTL | .91926 | VIDEO | SURGEPRT
SPDM04 | SPD017 | Eaton / Crouse-Hinds / MTL | 12 VDC | DATA | SURGEPRT
SPDM04 | SPD018 | Eaton / Crouse-Hinds / MTL | 24 VDC | DATA | SURGEPRT
SPDM04 | SPD019 | Eaton / Crouse-Hinds / MTL | 28 VDC | DATA | SURGEPRT
SPDM04 | SPD020 | Eaton / Crouse-Hinds / MTL | -48 VDC | DATA | SURGEPRT
SPDM09 | SPD140 | Eaton / Crouse-Hinds / MTL | E225167 | LOWV | SURGEPRT
SPDM09 | SPD145 | Eaton / Crouse-Hinds / MTL | MA15/D/1/SI | LOWV | SURGEPRT
SPDM04 | SPD181 | Eaton / Crouse-Hinds / MTL | RS422 | DATA | SURGEPRT
SPDM04 | SPD180 | Eaton / Crouse-Hinds / MTL | RS485 | DATA | SURGEPRT
SPDM04 | SPD183 | Eaton / Crouse-Hinds / MTL | T1 | DATA | SURGEPRT
SPDM04 | SPD007 | Eaton / Crouse-Hinds / MTL | Unknown | DATA | SURGEPRT
SPDM09 | SPD026 | Eaton / Crouse-Hinds / MTL | Unknown | LOWV | SURGEPRT
SPDM16 | SPD045 | Eaton / Crouse-Hinds / MTL | Unknown | VIDEO | SURGEPRT
SPDM16 | SPD042 | Eaton / Crouse-Hinds / MTL | Unknown | VIDEO | SURGEPRT
SPDM26 | SPD056 | Eaton / Crouse-Hinds / MTL | Unknown | UNK | SURGEPRT
SPDM34 | SPD065 | Eclips | GPTS-2W | LOWV | SURGEPRT
SPDM33 | SPD064 | Eclips | GPTS-8W | DATA | SURGEPRT
SPDM33 | SPD069 | Eclips | Unknown | DATA | SURGEPRT
SPDM34 | SPD071 | Eclips | Unknown | LOWV | SURGEPRT
SPDM17 | SPD043 | EDCO | CX06-M | VIDEO | SURGEPRT
SPDM17 | SPD044 | EDCO | Unknown | VIDEO | SURGEPRT
SPDM23 | SPD053 | EDCO | Unknown | UNK | SURGEPRT
SPDM02 | SPD187 | Emerson / EDCO | CAT6 POE | DATA | SURGEPRT
SPDM02 | SPD186 | Emerson / EDCO | CX06 Series | DATA | SURGEPRT
SPDM52 | SPMD24 | Emerson / EDCO | DIN12010 | LOWV | SURGEPRT
SPDM52 | SPD131 | Emerson / EDCO | EDCO 120V Single Leg | LOWV | SURGEPRT
SPDM02 | SPD132 | Emerson / EDCO | EDCO 422/485 TVSS | DATA | SURGEPRT
SPDM52 | SPD124 | Emerson / EDCO | FAS-1043HC | LOWV | SURGEPRT
SPDM02 | SPD066 | Emerson / EDCO | LCDP-030 | DATA | SURGEPRT
SPDM52 | SPD200 | Emerson / EDCO | MOVP-047 | LOWV | SURGEPRT
SPDM52 | SPD134 | Emerson / EDCO | PC642C-008D | LOWV | SURGEPRT
SPDM02 | SPD008 | Emerson / EDCO | PC642C-008LC | DATA | SURGEPRT
SPDM02 | SPD155 | Emerson / EDCO | PC642C-015 | DATA | SURGEPRT
SPDM52 | SPD129 | Emerson / EDCO | PHC 043 | LOWV | SURGEPRT
SPDM02 | SPD009 | Emerson / EDCO | Unknown | DATA | SURGEPRT
SPDM73 | SPD202 | Enable-IT | .360 | DATA | SURGEPRT
SPDM03 | SPD010 | Fairway | Unknown | DATA | SURGEPRT
SPDM11 | SPD029 | Fairway | Unknown | LOWV | SURGEPRT
SPDM25 | SPD055 | Fairway | Unknown | UNK | SURGEPRT
SPDM68 | SPD193 | GNL | MA15 | LOWV | SURGEPRT
SPDM76 | SPD212 | Intertek | RS-422 Supp. M-Ti | DATA | SURGEPRT
SPDM41 | SPD093 | Joslyn | Unknown | UNK | SURGEPRT
SPDM78 | SPMD36 | L-Com | AL-UFUFB | RF | SURGEPRT
SPDM53 | SPD125 | L-Com | HGLND-CAT5J | DATA | SURGEPRT
SPDM72 | SPD201 | Lufft | .8160 | LOWV | SURGEPRT
SPDM82 | SPD238 | Lufft | .8379 | DATA | SURGEPRT
SPDM67 | SPD188 | Meter-Treater | CLT-CCV-2-M-5 | LOWV | SURGEPRT
SPDM67 | SPD189 | Meter-Treater | SLT/IM-04S-U Series | LOWV | SURGEPRT
SPDM75 | SPD211 | Nitek | CAMPDD24 | VIDEO | SURGEPRT
SPDM70 | SPD197 | Nitek | IPCOAX1 | LOWV | SURGEPRT
SPDM74 | SPD206 | PhoenixContact | DT-LAN-CAT .6+ | DATA | SURGEPRT
SPDM36 | SPD075 | PhoenixContact | MT-V-24 | LOWV | SURGEPRT
SPDM36 | SPD207 | PhoenixContact | PLT-SEC-T3-120-P | LOWV | SURGEPRT
SPDM36 | SPD209 | PhoenixContact | PT2-PE/S | LOWV | SURGEPRT
SPDM36 | SPD074 | PhoenixContact | PT3-HF | LOWV | SURGEPRT
SPDM36 | SPD227 | PhoenixContact | TMC 81C 10A 2907566 | LOWV | SURGEPRT
SPDM36 | SPD226 | PhoenixContact | TMC 81D 15A 2907638 | LOWV | SURGEPRT
SPDM36 | SPD076 | PhoenixContact | Unknown | LOWV | SURGEPRT
SPDM37 | SPD115 | PolyPhaser | AL-LSXM | LOWV | SURGEPRT
SPDM37 | SPD077 | PolyPhaser | IS-50UB-C | LOWV | SURGEPRT
SPDM37 | SPD142 | PolyPhaser | IS-B50HN-C2-ME | LOWV | SURGEPRT
SPDM37 | SPD078 | PolyPhaser | IX-1T | LOWV | SURGEPRT
SPDM05 | SPD014 | PolyPhaser | IX-2H2DC48 | DATA | SURGEPRT
SPDM37 | SPD141 | PolyPhaser | TSX-DFM-P2-BF | LOWV | SURGEPRT
POLYPH01 | SPMD26 | PolyPhaser | TSX-NFM | RF | SURGEPRT
SPDM05 | SPD015 | PolyPhaser | Unknown | DATA | SURGEPRT
SPDM27 | SPD057 | PolyPhaser | Unknown | UNK | SURGEPRT
SPDM37 | SPD079 | PolyPhaser | Unknown | LOWV | SURGEPRT
SPDM35 | SPD068 | ProTechSystem | Unknown | DATA | SURGEPRT
SPDM49 | SPD113 | SchneiderElectric | C2A Multi-9 C60 | LOWV | SURGEPRT
SPDM49 | SPD114 | SchneiderElectric | Unknown | LOWV | SURGEPRT
SIMREX01 | SPMD27 | SimrexCorporation | AN.LA-FIL-2-FF | RF | SURGEPRT
SPD82 | SPD237 | Southern Tier Technologies | T1-CX06 | VIDEO | SURGEPRT
SPDM44 | SPD099 | Transtector | ALPU PTP | DATA | SURGEPRT
SPDM44 | SPD208 | Transtector | ALPU-TSU | DATA | SURGEPRT
SPDM44 | SPD210 | Transtector | DPR-GDT | DATA | SURGEPRT
SPDM06 | SPD016 | Unknown | Unknown | DATA | SURGEPRT
SPDM13 | SPD036 | Unknown | Unknown | LOWV | SURGEPRT
SPDM19 | SPD046 | Unknown | Unknown | VIDEO | SURGEPRT
SPDM28 | SPD058 | Unknown | Unknown | UNK | SURGEPRT
SPDM28 | SPD052 | Unknown | Unknown | UNK | SURGEPRT
SPDM62 | SPD153 | Vicon | V235GLTA | VIDEO | SURGEPRT
SPDM14 | SPD032 | VoltageRating | 12 VDC | LOWV | SURGEPRT
SPDM20 | SPD047 | VoltageRating | 12 VDC | VIDEO | SURGEPRT
SPDM14 | SPD033 | VoltageRating | 24 VDC | LOWV | SURGEPRT
SPDM20 | SPD048 | VoltageRating | 24 VDC | VIDEO | SURGEPRT
SPDM14 | SPD034 | VoltageRating | 28 VDC | LOWV | SURGEPRT
SPDM20 | SPD049 | VoltageRating | 28 VDC | VIDEO | SURGEPRT
SPDM14 | SPD035 | VoltageRating | -48 VDC | LOWV | SURGEPRT
SPDM20 | SPD050 | VoltageRating | -48 VDC | VIDEO | SURGEPRT
SPDM29 | SPD059 | VoltageRating | Unknown | UNK | SURGEPRT
SPDM31 | SPD100 | Wavetronix | Click 100 | DATA | SURGEPRT
SPDM15 | SPD133 | Wavetronix | Click 200 | LOWV | SURGEPRT
SPDM15 | SPD037 | Wavetronix | Click 201 | LOWV | SURGEPRT
SPDM15 | SPD101 | Wavetronix | Click 205 | LOWV | SURGEPRT
SPDM15 | SPD192 | Wavetronix | Click 208 | LOWV | SURGEPRT
SPDM15 | SPD038 | Wavetronix | Unknown | LOWV | SURGEPRT
SPDM30 | SPD060 | Wavetronix | Unknown | UNK | SURGEPRT
TRFM02 | TRF005 | ACME | T-2-53014-4S | NA | TRANSFMR
TRFM01 | TSMD111 | Eaton | S20N11S07N | NA | TRANSFMR
TRFM01 | TRF006 | Eaton | S24D48S15 | NA | TRANSFMR
TRFM01 | TRF002 | Eaton | S60D11S05 | NA | TRANSFMR
TRFM01 | TRF004 | Eaton | S60D11S15 | NA | TRANSFMR
TRFM01 | TRF001 | Eaton | S60D12P16P | NA | TRANSFMR
TRFM01 | TSMD108 | Eaton | T48M21S25EE | NA | TRANSFMR
TRFM01 | TRF003 | Eaton | Unknown | NA | TRANSFMR
TRFM03 | TRF007 | Emerson | HS5F3AS | NA | TRANSFMR
TRFM03 | TRF008 | Emerson | HS5F5AS | NA | TRANSFMR
TSMF20 | TSMD109 | FederalPacific | 16B | NA | TRANSFMR
TSMF20 | TSMD112 | FederalPacific | P2XLF21-15N | NA | TRANSFMR
TRFM05 | TSMD110 | GE | 9T21S1050 | NA | TRANSFMR
TRFM04 | TSMD105 | HammondPowerServices | C1F002LES | NA | TRANSFMR
TRFM04 | TSMD103 | HammondPowerServices | C1F003EES | NA | TRANSFMR
TRFM04 | TSMD102 | HammondPowerServices | C1F003LES | NA | TRANSFMR
TRFM04 | TSMD106 | HammondPowerServices | C1F003PES | NA | TRANSFMR
TRFM04 | TSMD107 | HammondPowerServices | C1F025LES | NA | TRANSFMR
TRFM04 | TSMD101 | HammondPowerServices | NMF037LE | NA | TRANSFMR
TRFM04 | TSMD104 | HammondPowerServices | NMF050LE | NA | TRANSFMR
TRFM04 | TSMD113 | HammondPowerServices | Q003LEKF7 | NA | TRANSFMR
TRFM04 | TSMD114 | HammondPowerServices | Q003PEKF7 | NA | TRANSFMR
TRFM04 | TRF009 | HammondPowerServices | Q010LEKF7 | NA | TRANSFMR
TSMF06 | TSMD11 | REeliance | CSR-301 | NA | TRANSFMR
TSMF06 | TSMD12 | REeliance | Unknown | NA | TRANSFMR
TSMF19 | TSMD93 | SquareD | 10S1F | NA | TRANSFMR
TSMF19 | TSMD95 | SquareD | 15T2F | NA | TRANSFMR
TSMF19 | TSMD99 | SquareD | 1S1F | NA | TRANSFMR
TSMF19 | TSMD92 | SquareD | 2S51F | NA | TRANSFMR
TSMF19 | TSMD96 | SquareD | 3S6F | NA | TRANSFMR
TSMF19 | TSMD94 | SquareD | 5S4F | NA | TRANSFMR
TSMF19 | TSMD100 | SquareD | 7S1F | NA | TRANSFMR
TSMF19 | TSMD97 | SquareD | EE37S3H | NA | TRANSFMR
TSMF19 | TSMD98 | SquareD | EE50S3H | NA | TRANSFMR
TSMF01 | TSMD01 | ASCO | 300 Series | NA | TRANSFSW
TSMF01 | TSMD91 | ASCO | UATS | NA | TRANSFSW
TSMF01 | TSMD02 | ASCO | Unknown | NA | TRANSFSW
TSMF02 | TSMD34 | CumminsPower | 97A0152 | NA | TRANSFSW
TSMF02 | TSMD24 | CumminsPower | OPTCA | NA | TRANSFSW
TSMF02 | TSMD27 | CumminsPower | OPTCH | NA | TRANSFSW
TSMF02 | TSMD28 | CumminsPower | OT 125 | NA | TRANSFSW
TSMF02 | TSMD77 | CumminsPower | OTA | NA | TRANSFSW
TSMF02 | TSMD14 | CumminsPower | OTB | NA | TRANSFSW
TSMF02 | TSMD59 | CumminsPower | OTCA | NA | TRANSFSW
TSMF02 | TSMD46 | CumminsPower | OTEC | NA | TRANSFSW
TSMF02 | TSMD78 | CumminsPower | OTECA | NA | TRANSFSW
TSMF02 | TSMD60 | CumminsPower | OTECB | NA | TRANSFSW
TSMF02 | TSMD62 | CumminsPower | OTECC | NA | TRANSFSW
TSMF02 | TSMD29 | CumminsPower | OTPC125 | NA | TRANSFSW
TSMF02 | TSMD75 | CumminsPower | OTPCA | NA | TRANSFSW
TSMF02 | TSMD37 | CumminsPower | OTPCB | NA | TRANSFSW
TSMF02 | TSMD30 | CumminsPower | OTPLA | NA | TRANSFSW
TSMF02 | TSMD33 | CumminsPower | OTUDD | NA | TRANSFSW
TSMF02 | TSMD04 | CumminsPower | Unknown | NA | TRANSFSW
TSMF12 | TSMD65 | DetroitDiesel | RLS-164231-0400 | NA | TRANSFSW
TSMF12 | TSMD66 | DetroitDiesel | Unknown | NA | TRANSFSW
TSMF09 | TSMD20 | Emerson | Series 300 | NA | TRANSFSW
TSMF03 | TSMD67 | GENERAC | .1771640200 | NA | TRANSFSW
TSMF03 | TSMD52 | GENERAC | .9758120100 | NA | TRANSFSW
TSMF03 | TSMD54 | GENERAC | 00676-0 | NA | TRANSFSW
TSMF03 | TSMD49 | GENERAC | 20A-03777W | NA | TRANSFSW
TSMF03 | TSMD50 | GENERAC | 96A05256-W | NA | TRANSFSW
TSMF03 | TSMD53 | GENERAC | 97B00850-W | NA | TRANSFSW
TSMF03 | TSMD51 | GENERAC | D00300020200F10C | NA | TRANSFSW
TSMF03 | TSMD48 | GENERAC | GTS System | NA | TRANSFSW
TSMF03 | TSMD05 | GENERAC | RSTN100K3 | NA | TRANSFSW
TSMF03 | TSMD17 | GENERAC | RTSN100A3 | NA | TRANSFSW
TSMF03 | TSMD06 | GENERAC | Unknown | NA | TRANSFSW
TSMF16 | TSMD83 | GeneralElectric(GE) | Unknown | NA | TRANSFSW
TSMF16 | TSMD119 | GeneralElectric(GE) | Zenith ZTG Series | NA | TRANSFSW
TSMF14 | TSMD80 | GenTran | FS 300130 | NA | TRANSFSW
TSMF14 | TSM091 | GenTran | FS500250PL | NA | TRANSFSW
TSMF14 | TSMD84 | GenTran | R1020 | NA | TRANSFSW
TSMF14 | TSMD79 | GenTran | TS500250 | NA | TRANSFSW
TSFM11 | TSMD55 | Kohler | D00300020200F10C | NA | TRANSFSW
TSFM11 | TSMD76 | Kohler | K-164230-0025 | NA | TRANSFSW
TSFM11 | TSMD70 | Kohler | K-164231-0400 | NA | TRANSFSW
TSFM11 | TSMD120 | Kohler | KCS-DFWA-0400S | NA | TRANSFSW
TSFM11 | TSMD115 | Kohler | KEP-SFNF-0100S-MK | NA | TRANSFSW
TSFM11 | TSMD64 | Kohler | MPAC 1200 (Controller) | NA | TRANSFSW
TSFM11 | TSMD61 | Kohler | MPAC 1500 (Controller) | NA | TRANSFSW
TSFM11 | TSMD56 | Kohler | Unknown | NA | TRANSFSW
TSMF15 | TSMD81 | Meter-Rite / Ronk | .7805 | NA | TRANSFSW
TSMF17 | TSMD86 | NorthernTechnologies | Unknown | NA | TRANSFSW
TSMF07 | TSMD15 | Reliance | CSR201 | NA | TRANSFSW
TSMF07 | TSMD82 | Reliance | TCA0606DR | NA | TRANSFSW
TSMF04 | TSMD90 | SquareD | 40275-891-01 | NA | TRANSFSW
TSMF04 | TSMD22 | SquareD | 40281-337-01 | NA | TRANSFSW
TSMF04 | TSMD87 | SquareD | D224NRB | NA | TRANSFSW
TSMF04 | TSMD71 | SquareD | D321NRB | NA | TRANSFSW
TSMF04 | TSMD13 | SquareD | DT321RB | NA | TRANSFSW
TSMF04 | TSMD63 | SquareD | DTU_323 | NA | TRANSFSW
TSMF04 | TSMD57 | SquareD | DTU223MRU | NA | TRANSFSW
TSMF04 | TSMD18 | SquareD | DTU223RB | NA | TRANSFSW
TSMF04 | TSMD19 | SquareD | DTU224NRB | NA | TRANSFSW
TSMF04 | TSMD89 | SquareD | DTU233NRB | NA | TRANSFSW
TSMF04 | TSMD85 | SquareD | DTU-323NRB | NA | TRANSFSW
TSMF04 | TSMD07 | SquareD | QO1DM10030TRBR | NA | TRANSFSW
TSMF04 | TSMD08 | SquareD | QO1DM10050TRBR | NA | TRANSFSW
TSMF04 | TSMD16 | SquareD | QO8-16L-100RB | NA | TRANSFSW
TSMF04 | TSMD09 | SquareD | Unknown | NA | TRANSFSW
TSMF13 | TSMD72 | ThompsonElectronics | TSC80 | NA | TRANSFSW
TSMF13 | TSMD73 | ThompsonElectronics | Unknown | NA | TRANSFSW
TSMF05 | TSMD121 | Unknown | MTS-GC-30A-00 | NA | TRANSFSW
TSMF05 | TSMD10 | Unknown | Unknown | NA | TRANSFSW
TSMF21 | TSMD118 | ZincFive | UPStealth 2 PIM | NA | TRANSFSW
UPSM13 | UPS061 | Ablerex | 550A277V2PND | NA | UNINTPWR
UPSM13 | UPS066 | Ablerex | MARS RT2K-SH | NA | UNINTPWR
UPSM13 | UPS062 | Ablerex | MS2KRT | NA | UNINTPWR
UPSM13 | UPS064 | Ablerex | MSRT 2000HS-ITS | NA | UNINTPWR
UPSM11 | UPS033 | Activa | AT-BU725 | NA | UNINTPWR
UPSM11 | UPS034 | Activa | Unknown | NA | UNINTPWR
UPSM01 | UPS112 | AlphaTechnologies | 1000TP | NA | UNINTPWR
UPSM01 | UPS001 | AlphaTechnologies | FXM 1100 | NA | UNINTPWR
UPSM01 | UPS002 | AlphaTechnologies | FXM 2000 | NA | UNINTPWR
UPSM01 | UPS003 | AlphaTechnologies | FXM 650 | NA | UNINTPWR
UPSM01 | UPS049 | AlphaTechnologies | FXM2000 | NA | UNINTPWR
UPSM01 | UPS068 | AlphaTechnologies | FXM350 | NA | UNINTPWR
UPSM01 | UPS067 | AlphaTechnologies | FXM350-24 | NA | UNINTPWR
UPSM01 | UPS050 | AlphaTechnologies | FXM650-24 | NA | UNINTPWR
UPSM01 | UPS140 | AlphaTechnologies | FXM-HP2000 | NA | UNINTPWR
UPSM01 | UPS004 | AlphaTechnologies | Unknown | NA | UNINTPWR
UPSM02 | UPS090 | APC | .2200 | NA | UNINTPWR
UPSM02 | UPS091 | APC | .3000 | NA | UNINTPWR
UPSM02 | UPS103 | APC | AP7900B | NA | UNINTPWR
UPSM02 | UPS104 | APC | AP9224110 | NA | UNINTPWR
UPSM02 | UPS128 | APC | APC SMT1500 | NA | UNINTPWR
UPSM02 | UPS057 | APC | BE650G1 | NA | UNINTPWR
UPSM02 | UPS089 | APC | BR1500G | NA | UNINTPWR
UPSM02 | UPS121 | APC | Smart UPS 3000 XL | NA | UNINTPWR
UPSM02 | UPS019 | APC | Smart-UPS 1000VA XL | NA | UNINTPWR
UPSM02 | UPS020 | APC | Smart-UPS 1500VA XL | NA | UNINTPWR
UPSM02 | UPS055 | APC | Smart-UPS 2200 XL | NA | UNINTPWR
UPSM02 | UPS053 | APC | Smart-UPS 750 | NA | UNINTPWR
UPSM02 | UPS098 | APC | Smart-UPS Industrial 1300VA | NA | UNINTPWR
UPSM02 | UPS099 | APC | Smart-UPS Industrial 2000VA | NA | UNINTPWR
UPSM02 | UPS123 | APC | SMT1500NC | NA | UNINTPWR
UPSM02 | UPS136 | APC | SMT1500NC | NA | UNINTPWR
UPSM02 | UPS138 | APC | SMT1500R2X180 | NA | UNINTPWR
UPSM02 | UPS129 | APC | SMX120RMBP2U | NA | UNINTPWR
UPSM02 | UPS130 | APC | SMX1500RM2U | NA | UNINTPWR
UPSM02 | UPS131 | APC | SMX2000RMLV2UNC | NA | UNINTPWR
UPSM02 | UPS105 | APC | SMX3000LVNC | NA | UNINTPWR
UPSM02 | UPS102 | APC | SMX3000RMLV2U | NA | UNINTPWR
UPSM02 | UPS106 | APC | SMX3000RMLV2UNC | NA | UNINTPWR
UPSM02 | UPS137 | APC | SMX48RMBP2U | NA | UNINTPWR
UPSM02 | UPS056 | APC | STM1500RM2U | NA | UNINTPWR
UPSM02 | UPS063 | APC | SU2000R3X155 | NA | UNINTPWR
UPSM02 | UPS005 | APC | SU2000RX155 | NA | UNINTPWR
UPSM02 | UPS135 | APC | SU24R2XLBP | NA | UNINTPWR
UPSM02 | TSMD58 | APC | SUA1500RM2U | NA | UNINTPWR
UPSM02 | UPS132 | APC | SUA1500X413 | NA | UNINTPWR
UPSM02 | UPS035 | APC | SUA3000RMXL3U | NA | UNINTPWR
UPSM02 | UPS041 | APC | SUA750RM1U | NA | UNINTPWR
UPSM02 | UPS054 | APC | SUA750RM2U | NA | UNINTPWR
UPSM02 | UPS069 | APC | SUM3000RMXL2U | NA | UNINTPWR
UPSM02 | UPS122 | APC | SURTA1500XL | NA | UNINTPWR
UPSM02 | UPS134 | APC | SURTA1500XL | NA | UNINTPWR
UPSM02 | UPS120 | APC | Symmetra LX 16kVA RM | NA | UNINTPWR
UPSM02 | UPS006 | APC | Unknown | NA | UNINTPWR
UPSM14 | UPS071 | Clary | SP 1250LE | NA | UNINTPWR
UPSM14 | UPS072 | Clary | SP 1250LX | NA | UNINTPWR
UPSM14 | UPS073 | Clary | SP 2000LX | NA | UNINTPWR
UPSM14 | UPS070 | Clary | SP 560 | NA | UNINTPWR
UPSM22 | UPS096 | Dell | .3000 | NA | UNINTPWR
UPSM10 | UPS110 | Eaton | .9125 | NA | UNINTPWR
UPSM10 | UPS031 | Eaton | .9130 | NA | UNINTPWR
UPSM10 | UPS030 | Eaton | .9155 | NA | UNINTPWR
UPSM10 | UPS109 | Eaton | 5PX1500RT | NA | UNINTPWR
UPSM10 | UPS115 | Eaton | 9130-1000 | NA | UNINTPWR
UPSM10 | UPS114 | Eaton | 9PX1000 | NA | UNINTPWR
UPSM10 | UPS116 | Eaton | 9PX1000RT | NA | UNINTPWR
UPSM10 | UPS040 | Eaton | Powerware 9170 | NA | UNINTPWR
UPSM10 | UPS032 | Eaton | Unknown | NA | UNINTPWR
UPSM10 | UPS111 | Eaton | UPS 5130 | NA | UNINTPWR
UPSM15 | UPS100 | Econolite | 1000MX | NA | UNINTPWR
UPSM15 | UPS085 | Econolite | DBL M Series | NA | UNINTPWR
UPSM15 | UPS084 | Econolite | DBL MX Series | NA | UNINTPWR
UPSM08 | UPS025 | EDCO | Unknown | NA | UNINTPWR
UPSM12 | UPS117 | Emerson | GXT4 | NA | UNINTPWR
UPSM12 | UPS051 | Emerson | Liebert PS1 | NA | UNINTPWR
UPSM12 | UPS052 | Emerson | Unknown | NA | UNINTPWR
UPSM03 | UPS007 | Lantronix | UDS2100 | NA | UNINTPWR
UPSM03 | UPS008 | Lantronix | Unknown | NA | UNINTPWR
UPSM04 | UPS036 | Liebert | EMERSON NETWORK -Essential F10 | NA | UNINTPWR
UPSM04 | UPS011 | Liebert | LIEBERT PSI | NA | UNINTPWR
UPSM04 | UPS045 | Liebert | N216S0712600 | NA | UNINTPWR
UPSM04 | UPS046 | Liebert | NB20S0712600 | NA | UNINTPWR
UPSM04 | UPS044 | Liebert | NX620 | NA | UNINTPWR
UPSM04 | UPS047 | Liebert | NXb20 | NA | UNINTPWR
UPSM04 | UPS058 | Liebert | PS1000RT3-120 | NA | UNINTPWR
UPSM04 | UPS059 | Liebert | PS1000RT3-120W | NA | UNINTPWR
UPSM04 | UPS009 | Liebert | PS1000RT3-120XRM | NA | UNINTPWR
UPSM04 | UPS010 | Liebert | PS1500RT3-120XRW | NA | UNINTPWR
UPSM04 | UPS012 | Liebert | Unknown | NA | UNINTPWR
UPSM05 | UPS026 | Minuteman | D1500RM2U | NA | UNINTPWR
UPSM05 | UPS074 | Minuteman | E1000 | NA | UNINTPWR
UPSM05 | UPS060 | Minuteman | E1000RTXL2U | NA | UNINTPWR
UPSM05 | UPS028 | Minuteman | E1500RM2U | NA | UNINTPWR
UPSM05 | UPS082 | Minuteman | E2000 | NA | UNINTPWR
UPSM05 | UPS086 | Minuteman | E2000RTXL2U | NA | UNINTPWR
UPSM05 | UPS013 | Minuteman | E2300 | NA | UNINTPWR
UPSM05 | UPS076 | Minuteman | E3000RM2U | NA | UNINTPWR
UPSM05 | UPS077 | Minuteman | E500 | NA | UNINTPWR
UPSM05 | UPS065 | Minuteman | E750RM2U | NA | UNINTPWR
UPSM05 | UPS079 | Minuteman | EBP1 | NA | UNINTPWR
UPSM05 | UPS080 | Minuteman | EBP2 | NA | UNINTPWR
UPSM05 | UPS078 | Minuteman | EBP324V | NA | UNINTPWR
UPSM05 | UPS027 | Minuteman | EBP36XL | NA | UNINTPWR
UPSM05 | UPS081 | Minuteman | EBP4 | NA | UNINTPWR
UPSM05 | UPS107 | Minuteman | ED2000RM2U | NA | UNINTPWR
UPSM05 | UPS024 | Minuteman | EnSpire 400 | NA | UNINTPWR
UPSM05 | UPS022 | Minuteman | Enterprise E1100 | NA | UNINTPWR
UPSM05 | UPS075 | Minuteman | Enterprise E3200 | NA | UNINTPWR
UPSM05 | UPS021 | Minuteman | Enterprise EBP1 | NA | UNINTPWR
UPSM05 | UPS037 | Minuteman | Enterprise_E750 | NA | UNINTPWR
UPSM05 | UPS083 | Minuteman | Pro 1500RT | NA | UNINTPWR
UPSM05 | UPS038 | Minuteman | RPM | NA | UNINTPWR
UPSM05 | UPS014 | Minuteman | Unknown | NA | UNINTPWR
UPSM16 | UPS142 | Multilink | EP 1100 | NA | UNINTPWR
UPSM16 | UPS087 | Multilink | EP 2200-T | NA | UNINTPWR
UPSM16 | UPS141 | Multilink | EP-650 UPS | NA | UNINTPWR
UPSM23 | UPS101 | MYERS | MP2000E | NA | UNINTPWR
UPSM24 | UPS113 | OrionPowerSystems | DC3000 | NA | UNINTPWR
UPSM19 | UPS088 | Peek | PB2000-ITS | NA | UNINTPWR
UPSM19 | UPS097 | Peek | PowerBack PB2000 | NA | UNINTPWR
UPSM09 | UPS042 | PowerWare | .5125 | NA | UNINTPWR
UPSM09 | UPS029 | PowerWare | .9150 | NA | UNINTPWR
UPSM09 | UPS043 | PowerWare | Unknown | NA | UNINTPWR
UPSM26 | UPS127 | SchniderElectric | APC SMT1500NC | NA | UNINTPWR
UPSM26 | UPS133 | SchniderElectric | SM1500RM2U | NA | UNINTPWR
UPSM26 | UPS126 | SchniderElectric | SMT1500R2X180 | NA | UNINTPWR
UPSM26 | UPS125 | SchniderElectric | SU24R2XLBP | NA | UNINTPWR
UPSM26 | UPS124 | SchniderElectric | SURTA1500XL | NA | UNINTPWR
UPSM21 | UPS095 | SouthernManufacturing | SM-UPS-1 | NA | UNINTPWR
UPSM20 | UPS093 | TechPowerDevelopments | RT2000HS | NA | UNINTPWR
UPSM18 | UPS094 | TescoControls | Traffic 24-FLBBS | NA | UNINTPWR
UPSM06 | UPS023 | Tripp-Lite | Smart Pro 1500RM2U | NA | UNINTPWR
UPSM06 | UPS092 | Tripp-Lite | SMART1000RM1U | NA | UNINTPWR
UPSM06 | UPS015 | Tripp-Lite | SMART1500CRMXL | NA | UNINTPWR
UPSM06 | UPS139 | Tripp-Lite | Smart1500RM2U | NA | UNINTPWR
UPSM06 | UPS108 | Tripp-Lite | SMART1500RMXL2UA | NA | UNINTPWR
UPSM06 | UPS016 | Tripp-Lite | SU5000RT3UHV | NA | UNINTPWR
UPSM06 | UPS017 | Tripp-Lite | Unknown | NA | UNINTPWR
UPSM07 | UPS018 | Unknown | Unknown | NA | UNINTPWR
UPSM25 | UPS118 | ZincFive | UPStealth 2 UPS 1000W | NA | UNINTPWR
UPSM25 | UPS119 | ZincFive | UPStealth 2 UPS 1500W | NA | UNINTPWR
SPMF15 | SPMD41 | Larland | SLP065 | NA | SLRPWPNL
TSMF01 | TSMD122 | ASCO | 7000 Series | NA | TRANSFSW
PSM94 | PSMD273 | TyconSystems | TP-POE-24G | NA | PWRSUPLY
PSM109 | PSMD274 | Procet | PT-PSE106GBR-S | NA | PWRSUPLY
SPDM83 | SPD239 | HescoRLS | LAN48DC | DATA | SURGEPRT
PSM74 | PSMD275 | L-Com | BT-CAT6-P1 | NA | PWRSUPLY
INTERBAT | BTR097 | InterstateBatteries | SLA 1175 | BTRY1 | BATTERY
PSM40 | PSMD276 | MeanWell | EDR-120-48 | NA | PWRSUPLY
PSM110 | PSMD277 | Mikrotik | RBGPOE-CON-HP | NA | PWRSUPLY
SPDM73 | SPD240 | Enable-It | .823 GIGABIT POE EXTENDER | DATA | SURGEPRT
PSM111 | PSMD278 | GWSPower | GWS-AP65-52C | NA | PWRSUPLY
SPDM81 | SPD241 | Citel | DS72US-120S/G | LINEV | SURGEPRT
PSM112 | PSMD279 | AMGSystems | AMGPSU-I24-P120A | NA | PWRSUPLY
PSM112 | PSMD280 | AMGSystems | AMGPSU-I48-P120A | NA | PWRSUPLY
SCMF03 | SCMD16 | TyconPower | TP-SCOPE-1248 | NA | SLRPWCTL
ALPCEL1 | BTR098 | AlphaTechnologies | AlphaCell 195XTV | BTRY1 | BATTERY
SURGM08 | SURGE158 | SquareD | HEPD25 | NA | CABSURG
SURGM18 | SURGE159 | Siemens | FirstSurge | NA | CABSURG
UPSM16 | UPS143 | Multilink | EDP 1000 | NA | UNINTPWR
SURGM17 | SURGE160 | Ditek | D50-120/240HL | NA | CABSURG
SURGM28 | SURGE161 | HESCO / RLS | SPD120K | NA | CABSURG
SURGM40 | SURGE162 | Nvent / Erico | SES160 Series | NA | CABSURG
PSM40 | PSMD281 | MeanWell | NDR-240-48 | NA | PWRSUPLY
SPDM84 | SPD242 | Weidmuller | SU1C3UC | LINEV | SURGEPRT
NRTHSTR | BTR099 | North Star | NSB 190FT BLUE+ | BTRY1 | BATTERY
MIGHTY | BTR100 | Mighty Max Battery | ML18-12F2 | BTRY1 | BATTERY
SPMF16 | SPMD42 | Newpowa | NPA250S-15i/06 | NA | SLRPWPNL
SPMF16 | SPMD43 | Newpowa | NPA20S-12i | NA | SLRPWPNL
SURGM41 | SURGE163 | Mersen | XR Series | NA | CABSURG
SURGM33 | SURGE164 | Leviton | 42412-DS3 | NA | CABSURG
PSM113 | PSMD282 | TRENDnet | TI-IG90 | NA | PWRSUPLY
PRSCM01 | PWSIG25 | EberleDesignInc.(EDI) | PS-250 Series | NA | PWSIGCAB
PWMF16 | PWM051 | DigitalLoggers | Pro Switch | NA | PWRMGMT
PWMF21 | PWM052 | Multilink | ST01 | NA | PWRMGMT
GEMF08 | GEM137 | GENERAC | RG02224ANAX | NA | STNDBGEN
TSMF01 | TSMD123 | ASCO | D03ATSB20104FGXF | NA | TRANSFSW
TSMF22 | TSMD124 | RONK | METER-RITE 7103 | NA | TRANSFSW
PSM40 | PSMD283 | MeanWell | EDR-120-24 | NA | PWRSUPLY
PSM73 | PSMD284 | ITS Express | HN-160BT | NA | PWRSUPLY
UPSM01 | UPS144 | AlphaTechnologies | FXM HP 1100 | NA | UNINTPWR
SURGM17 | SURGE165 | Ditek | DTK-120/240CM+ | NA | CABSURG
PSM73 | PSMD285 | ITS Express | PS-80 | NA | PWRSUPLY
SPDM85 | SPD243 | Southern Tier Technologies | T1-HVCP48 | DATA | SURGEPRT
SURGM42 | SURGE166 | PQ Protection | PQLA Series | NA | CABSURG
SPDM04 | SPD244 | Eaton / Crouse-Hinds / MTL | .24504 | DATA | SURGEPRT
SPDM44 | SPD245 | Transtector | ALPU-F140 | DATA | SURGEPRT
MKBATRY1 | BTR101 | MK Battery | 8A24 HEI | BTRY1 | BATTERY
SPDM32 | SPD246 | Ditek | DTK-MRJPOEX | DATA | SURGEPRT
SPDM32 | SPD247 | Ditek | DTK-WM4NETS | DATA | SURGEPRT
PSM104 | PSMD286 | Proxim | JP601-Z3P5601100W | NA | PWRSUPLY
PSM73 | PSMD287 | ITS Express | PS-75 | NA | PWRSUPLY
SPDM44 | SPD248 | Transtector | DPR T1/E1 1101-830-1 | DATA | SURGEPRT
SPDM86 | SPD249 | Iteris | POE Surge Protection | DATA | SURGEPRT
MKBATRY1 | BTR102 | MKBattery | M22NF | BTRY1 | BATTERY
PSM40 | PSMD288 | MeanWell | SDR-75-24 | NA | PWRSUPLY
RAION | BTR103 | RAION | RG121000I4 | BTRY3 | BATTERY
SURGM28 | SURGE167 | HESCO / RLS | HE100A | NA | CABSURG
MTL

## ELEC_VOLTAGE (hidden)
ELEC_VOLTAGE_CD | VOLTAGE_DESC
VOL6 | 120 VAC
VOL1 | 120/240 VAC
VOL2 | 120/208 VAC
VOL11 | 120/280 VAC
VOL12 | 175 VAC
VOL13 | 208 VAC
VOL14 | 220 VAC
VOL15 | 240 VAC
VOL3 | 240/480 VAC
VOL16 | 277 VAC
VOL17 | 277/480 VAC
VOL18 | 400 VAC
VOL19 | 440 VAC
VOL4 | 480 VAC
VOL23 | 500 VAC
VOL10 | 600 VAC
VOL20 | 12 VDC
VOL21 | 28 VDC
VOL7 | 24 VDC
VOL8 | -48 VDC
VOL22 | Unknown
VOL5 | 50KV
VOL9 | 120V
VOL24 | 250 VDC
VOL25 | 125 VAC

## ELECTRICAL_AMP (hidden)
ELEC_AMP_CD | AMP_DESC
AMP22 | 2.5 AMP
AMP9 | 3.5 AMP
AMP11 | 5 AMP
AMP12 | 10 AMP
AMP1 | 15 AMP
AMP2 | 20 AMP
AMP13 | 25 AMP
AMP3 | 30 AMP
AMP4 | 40 AMP
AMP10 | 50 AMP
AMP5 | 60 AMP
AMP14 | 70 AMP
AMP15 | 80 AMP
AMP23 | 90 AMP
AMP6 | 100 AMP
AMP24 | 110 AMP
AMP7 | 125 AMP
AMP16 | 150 AMP
AMP25 | 175 AMP
AMP8 | 200 AMP
AMP17 | 225 AMP
AMP18 | 250 AMP
AMP29 | 400 AMP
AMP27 | 600 AMP
AMP19 | Unknown
AMP28 | 45 AMP
AMP30 | 6 Amp
AMP31 | 4 AMP
AMP32 | 8 AMP
AMP33 | 2 AMP
AMP34 | 12 AMP
AMP35 | 35 AMP
AMP36 | 120 AMP
AMP37 | 65 AMP
AMP38 | 800 AMP

## ENCLOSURE_MOUNT (hidden)
ENCLOSURE_MOUNT_CD | ENCLOSURE_MOUNT_DESC
EM001 | Pole
EM002 | Pad
EM003 | Unistrut
EM004 | Wall
EM005 | Structure
EM006 | Cabinet Exterior
EM007 | Cabinet Interior

## ENCLOSURE_TYPE (hidden)
ENCLOSURE_TYPE_CD | ENCLOSURE_TYPE_DESC
ET01 | Breaker
ET02 | Fuse
ET03 | Fused Switch
ET04 | Non-Fused Switch

## FACILITY_TYPE (hidden)
FACILITY_TYPE_CD | FACILITY_TYPE_DESC
HUB | Communication Hub
WRLESS | Wireless Communication Shelter
TOLL | Toll Shelter

## FIBER_CONN_TYPE (hidden)
FIBER_CONN_TYPE_CD | FIBER_CONN_TYPE_DESC
FCT1 | ST
FCT2 | SC
FCT3 | LC
FCT4 | FC
FCT5 | FDDI
FCT6 | LX-5
FCT7 | MT
FCT8 | MT-RJ
FCT9 | MU
FCT10 | Opti-Jack
FCT11 | Volition

## FIBER_DEV_MANUF_MODEL (hidden)
FIBER_DEV_MANUF_CD | FIBER_DEV_MODEL_CD | FIBER_DEV_MANUF | FIBER_DEV_MODEL | FIBER_DEV_TYPE_CD | FIBER_DEV_TYPE_DESC | FIBER_DEV_MANUF | FIBER_DEV_MODEL
FM0037 | FDM058 | Signamax | 065-11 Series | MC | Fiber Media Converter | 2N TELECOMMUNICATIONS | 373
FM0044 | FDM184 | Signamax | 065-1100 | FSR | Fiber Ethernet Switch/Router | 3M | 1700
FM0037 | FDM182 | Signamax | 065-1800TB | MC | Fiber Media Converter | Accedian | 1830
FM0111 | FDM509 | Red Lion | 1003GX2 | FSR | Fiber Ethernet Switch/Router | Act | 3803
FM0129 | FDM498 | COMMSCOPE | 100A3 LIU | OPP | Optical Patch Panel | ADC | 6910
FM0126 | FDM407 | N-Tron | 105FX | FSR | Fiber Ethernet Switch/Router | Adtran | 8303
FM0126 | FDM405 | N-Tron | 106FXE2-ST-15 | FSR | Fiber Ethernet Switch/Router | Advantech B+B SmartWorx | 8423
FM0006 | FDM021 | Cisco | 1700 | FSR | Fiber Ethernet Switch/Router | AFL Hyperscale | 9159014
FM0007 | FDM136 | EtherWan | 1808CF2 | FSR | Fiber Ethernet Switch/Router | Alcatel-Lucent | 065-11 Series
FM0130 | FDM489 | Nokia | 1830 | FSR | Fiber Ethernet Switch/Router | Alpine | 065-1100
FM0047 | FDM169 | Dell | 3324SR | FSR | Fiber Ethernet Switch/Router | Americable | 065-1800TB
FM0004 | FDM168 | Optelecom | 3711T | FBM | Fiber Modem | American Fibertek | 0S6465-P12
FM0090 | FDM224 | Telebyte | 373 | MC | Fiber Media Converter | AMG System | 1003GX2
FM0006 | FDM126 | Cisco | 3750E | FSR | Fiber Ethernet Switch/Router | Antaira | 100A3 LIU
FM0059 | FDM174 | Alpine | 3803 | FSR | Fiber Ethernet Switch/Router | APA Clearfield | 1049i0
FM0006 | FDM515 | Cisco | 4400 Series | FSR | Fiber Ethernet Switch/Router | Avaya | 105FX
FM0024 | FDM144 | Extreme Networks | 48i | FSR | Fiber Ethernet Switch/Router | B&B Electronics | 106FXE2-ST-15
FM0100 | FDM271 | Leviton | 5R1UA-A03 | OPP | Optical Patch Panel | Belden | 1808CF2
FM0049 | FDM206 | Brocade | 6910 | FSR | Fiber Ethernet Switch/Router | BLACK BOX | 3324SR
FM0100 | FDM272 | Leviton | 69586-U89 | OPP | Optical Patch Panel | Brocade | 3711T
FM0033 | FDM361 | GarrettCom | 6KL | FSR | Fiber Ethernet Switch/Router | Canoga Perkins | 3750E
FM0003 | FDM009 | FTR | 75090.4/ST/FTT70/UNIV | FBM | Fiber Modem | Cisco | 4400 Series
FM0130 | FDM507 | Nokia | 7705 SAR-18 | FSR | Fiber Ethernet Switch/Router | COMMSCOPE | 48i
FM0130 | FDM508 | Nokia | 7705 SAR-8 | FSR | Fiber Ethernet Switch/Router | Comnet | 5R1UA-A03
FM0130 | FDM430 | Nokia | 7705 SAR-H | FSR | Fiber Ethernet Switch/Router | comnet | 69586-U89
FM0057 | FDM459 | Nortel | 8006 CMHS | FSR | Fiber Ethernet Switch/Router | Comtrol | 6KL
FM0061 | FDM196 | SMC Networks | 8024L2 | FSR | Fiber Ethernet Switch/Router | Comtrol Corp | 7250 IXR-R6
FM0062 | FDM096 | Alpine | 8303 | OPP | Optical Patch Panel | Corning | 75090.4/ST/FTT70/UNIV
FM0009 | FDM010 | 3M | 8423 | OPP | Optical Patch Panel | Dell | 7705 SAR-18
FM0061 | FDM147 | SMC Networks | 8612T | FSR | Fiber Ethernet Switch/Router | Digi | 7705 SAR-8
FM0007 | FDM081 | EtherWan | 9016SF | FSR | Fiber Ethernet Switch/Router | DYMEC | 7705 SAR-H
FM0139 | FDM481 | 2N TELECOMMUNICATIONS | 9159014 | MC | Fiber Media Converter | Eagle | 8006 CMHS
FM0004 | FDM327 | Optelecom | 9245DR/SM-ST | FBM | Fiber Modem | Emerson Network | 8024L2
FM0004 | FDM328 | Optelecom | 9245DT/SM-ST | FBM | Fiber Modem | EtherWan | 8612T
FM0004 | FDM012 | Optelecom | 9421-LD/FC-DC | FBM | Fiber Modem | Etherwan | 9016SF
FM0004 | FDM015 | Optelecom | 9515 LD-FC | FBM | Fiber Modem | EXFO | 9245DR/SM-ST
FM0004 | FDM014 | Optelecom | 9525A-LD-FC | FBM | Fiber Modem | Extreme Networks | 9245DT/SM-ST
FM0004 | FDM158 | Optelecom | 9616T | FBM | Fiber Modem | FastFiber | 9421-LD/FC-DC
FM0004 | FDM011 | Optelecom | 9716AR/SM-FC | FBM | Fiber Modem | Fiber Connections | 9515 LD-FC
FM0004 | FDM013 | Optelecom | 9716AT/SM-FC | FBM | Fiber Modem | Fibertron | 9525A-LD-FC
FM0004 | FDM329 | Optelecom | 9716T/SM-ST | FBM | Fiber Modem | Fibertronics | 9616T
FM0085 | FDM458 | Accedian | AEN-1000-GE | FSR | Fiber Ethernet Switch/Router | Fibrolan | 9716AR/SM-FC
FM0064 | FDM157 | Act | AF 744-11 | OPP | Optical Patch Panel | Fortinet | 9716AT/SM-FC
FM0133 | FDM441 | AFL Hyperscale | AM2U | FSR | Fiber Ethernet Switch/Router | Foundry Networks | 9716T/SM-ST
FM0135 | FDM443 | AFL Hyperscale | AMSU | OPP | Optical Patch Panel | FS | AEN-1000-GE
FM0104 | FDM277 | USFiberoptics | AWC | OPP | Optical Patch Panel | FTR | AF 744-11
FM0137 | FDM469 | American Fibertek | AZ-MRX46FXST | MC | Fiber Media Converter | GarrettCom | AM2U
FM0137 | FDM468 | American Fibertek | AZ-MTX46FX | MC | Fiber Media Converter | GE Security | AMG260M
FM0024 | FDM127 | Extreme Networks | Alpine 3808 | FSR | Fiber Ethernet Switch/Router | Hardened Networks | AMSU
FM0049 | FDM309 | Brocade | BR-CES-2024F-4X-AC | FSR | Fiber Ethernet Switch/Router | Henrich Electronics | AWC
FM0049 | FDM310 | Brocade | BR-CES-2024F-4X-DC | FSR | Fiber Ethernet Switch/Router | HFC | AZ-MRX46FXST
FM0057 | FDM402 | Nortel | BayStack 380-24T | FSR | Fiber Ethernet Switch/Router | HP | AZ-MTX46FX
FM0057 | FDM395 | Nortel | BayStack 5510-24T | FSR | Fiber Ethernet Switch/Router | ICC Products | Alpine 3808
FM0049 | FDM238 | Brocade | BigIron RX-16 | FSR | Fiber Ethernet Switch/Router | IFS | BR-CES-2024F-4X-AC
FM0016 | FDM301 | Foundry Networks | BigIron RX4 | FSR | Fiber Ethernet Switch/Router | IMC Networks | BR-CES-2024F-4X-DC
FM0024 | FDM037 | Extreme Networks | BlackDiamond 6808 | FSR | Fiber Ethernet Switch/Router | Impath | BayStack 380-24T
FM0024 | FDM038 | Extreme Networks | BlackDiamond 6816 | FSR | Fiber Ethernet Switch/Router | iMPath | BayStack 5510-24T
FM0057 | FDM036 | Nortel | BlackDiamond 8806 | FSR | Fiber Ethernet Switch/Router | Intellinet Networks | BigIron RX-16
FM0001 | FDM128 | Corning | C-MIC-012 | OPP | Optical Patch Panel | ITS Express | BigIron RX4
FM0001 | FDM134 | Corning | C-MIC-024 | OPP | Optical Patch Panel | Juniper Networks | BlackDiamond 6808
FM0006 | FDM504 | Cisco | C9500-40X-10G | FSR | Fiber Ethernet Switch/Router | Lantech | BlackDiamond 6816
FM0001 | FDM239 | Corning | CCH-CP12-D3 | OPP | Optical Patch Panel | Legrand | BlackDiamond 8806
FM0001 | FDM097 | Corning | CCS-01U | OPP | Optical Patch Panel | Leviton | C-MIC-012
FM0049 | FDM311 | Brocade | CES-2024-4X | FSR | Fiber Ethernet Switch/Router | LinkPro | C-MIC-024
FM0118 | FDM359 | comnet | CL Series | FBM | Fiber Modem | Linovision | C9500-40X-10G
FM0131 | FDM477 | Comnet | CLFE1-COAX | MC | Fiber Media Converter | Method Electronics | CCH-CP12-D3
FM0001 | FDM416 | Corning | CLSSC-01U | OPP | Optical Patch Panel | Methode | CCR2004-16G-2S+PC
FM0001 | FDM423 | Corning | CLSSC-04U | OPP | Optical Patch Panel | MetroTech/VIVAX | CCS-01U
FM0106 | FDM284 | Lantech | CM-SC100L | MC | Fiber Media Converter | MIKROTIK | CES-2024-4X
FM0118 | FDM360 | comnet | CN Series | FBM | Fiber Modem | MOXA | CL Series
FM0131 | FDM446 | Comnet | CNFE1003 | MC | Fiber Media Converter | Multilink | CLFE1-COAX
FM0131 | FDM473 | Comnet | CNFE1005SAC2-M | MC | Fiber Media Converter | Netgear | CLSSC-01U
FM0048 | FDM346 | Comnet | CNGE Series | FSR | Fiber Ethernet Switch/Router | Nokia | CLSSC-04U
FM0048 | FDM341 | Comnet | CNGE11FX | FSR | Fiber Ethernet Switch/Router | Nortel | CM-SC100L
FM0048 | FDM342 | Comnet | CNGE11FX3TX8M | FSR | Fiber Ethernet Switch/Router | Nortel Networks | CN Series
FM0048 | FDM344 | Comnet | CNGE12FE4TX8MS | FSR | Fiber Ethernet Switch/Router | N-Tron | CNFE1003
FM0048 | FDM343 | Comnet | CNGE12FX | FSR | Fiber Ethernet Switch/Router | OLYCOM Industrial Fiber Switch | CNFE1005SAC2-M
FM0048 | FDM351 | Comnet | CNGE12MS | FSR | Fiber Ethernet Switch/Router | Optelecom | CNFE100X
FM0048 | FDM345 | Comnet | CNGE20MS | FSR | Fiber Ethernet Switch/Router | Optical Cable Corporation | CNFESFPMCPOE30
FM0048 | FDM472 | Comnet | CNGE3FE7MS2 | FSR | Fiber Ethernet Switch/Router | Ortronics | CNGE Series
FM0048 | FDM349 | Comnet | CNGE3FE7MS3 | FSR | Fiber Ethernet Switch/Router | OTN Systems | CNGE11FX
FM0048 | FDM348 | Comnet | CNGE3FE8MS | FSR | Fiber Ethernet Switch/Router | PLANET Networking and Comm | CNGE11FX3TX8M
FM0048 | FDM347 | Comnet | CNGE8FX4TX4MS | FSR | Fiber Ethernet Switch/Router | Radiant | CNGE12FE4TX8MS
FM0048 | FDM350 | Comnet | CNGE8MS | FSR | Fiber Ethernet Switch/Router | Red Lion | CNGE12FX
FM0131 | FDM495 | Comnet | CNMC2+1SFP | MC | Fiber Media Converter | Ruckus | CNGE12MS
FM0033 | FDM505 | GarrettCom | CSG14P-SX-24VDC | FSR | Fiber Ethernet Switch/Router | Seicor | CNGE20MS
FM0001 | FDM475 | Corning | CSH-03U | OPP | Optical Patch Panel | Siemens | CNGE3FE7MS2
FM0001 | FDM460 | Corning | CSH-05U-F | OPP | Optical Patch Panel | Signamax | CNGE3FE7MS3
FM0006 | FDM026 | Cisco | Catalyst 2955 | FSR | Fiber Ethernet Switch/Router | SMC Networks | CNGE3FE8MS
FM0006 | FDM400 | Cisco | Catalyst 2960-C | FSR | Fiber Ethernet Switch/Router | SMP | CNGE8FX4TX4MS
FM0006 | FDM027 | Cisco | Catalyst 3550 | FSR | Fiber Ethernet Switch/Router | SMP Data Communications | CNGE8MS
FM0006 | FDM078 | Cisco | Catalyst 3750 | FSR | Fiber Ethernet Switch/Router | Southco | CNMC2+1SFP
FM0006 | FDM452 | Cisco | Catalyst 3850 | FSR | Fiber Ethernet Switch/Router | StarTech | CSG14P-SX-24VDC
FM0006 | FDM417 | Cisco | Catalyst 3900 | FSR | Fiber Ethernet Switch/Router | Summit | CSH-03U
FM0006 | FDM401 | Cisco | Catalyst 4500X | FSR | Fiber Ethernet Switch/Router | Superior | CSH-05U-F
FM0006 | FDM281 | Cisco | Catalyst 4506-E | FSR | Fiber Ethernet Switch/Router | SYPIXX | Catalyst 2955
FM0006 | FDM025 | Cisco | Catalyst 4507R | FSR | Fiber Ethernet Switch/Router | TC Communications | Catalyst 2960-C
FM0006 | FDM204 | Cisco | Catalyst 6500-E | FSR | Fiber Ethernet Switch/Router | TEC-OPTIX Solutions | Catalyst 3550
FM0006 | FDM516 | Cisco | Catalyst 9400 | FSR | Fiber Ethernet Switch/Router | Telco Systems | Catalyst 3750
FM0006 | FDM513 | Cisco | Catalyst 9600 | FSR | Fiber Ethernet Switch/Router | Telebyte | Catalyst 3850
FM0006 | FDM056 | Cisco | Cisco 2600 | FSR | Fiber Ethernet Switch/Router | Teleste | Catalyst 3900
FM0040 | FDM059 | Cisco | Cisco CWDM Splitter | CWM | CWDM Splitter | TKH Security Solutions | Catalyst 4500X
FM0001 | FDM023 | Corning | Closet Housing | OPP | Optical Patch Panel | Total Cable Solutions | Catalyst 4506-E
FM0008 | FDM001 | HFC | D19130SHR | FBM | Fiber Modem | Transition Networks | Catalyst 4507R
FM0075 | FDM175 | GE Security | D2100 | FSR | Fiber Ethernet Switch/Router | Transportation Control Systems | Catalyst 6500-E
FM0075 | FDM116 | GE Security | D7130WDM | FSR | Fiber Ethernet Switch/Router | TrendNet | Catalyst 9400
FM0075 | FDM115 | GE Security | D7130WDMA | FSR | Fiber Ethernet Switch/Router | Trendnet | Catalyst 9600
FM0075 | FDM117 | GE Security | D7130WDMB | FSR | Fiber Ethernet Switch/Router | Unknown | Catalyst IR1101
FM0075 | FDM114 | GE Security | D7430WDM | FSR | Fiber Ethernet Switch/Router | USFiberoptics | Cisco 2600
FM0063 | FDM156 | IFS | DE2700-M | MC | Fiber Media Converter | Viavi Solutions | Cisco CWDM Splitter
FM0052 | FDM113 | GE Security | DE7200-M | MC | Fiber Media Converter |  | Closet Housing
FM0063 | FDM155 | IFS | DE7200-S | MC | Fiber Media Converter |  | D19130SHR
FM0033 | FDM087 | GarrettCom | DX40-01-H-D | FSR | Fiber Ethernet Switch/Router |  | D2100
FM0007 | FDM315 | EtherWan | ED3145-40 | FSR | Fiber Ethernet Switch/Router |  | D7130WDM
FM0042 | FDM066 | MOXA | EDS-305-S-SC | FSR | Fiber Ethernet Switch/Router |  | D7130WDMA
FM0042 | FDM367 | MOXA | EDS-510E Series | FSR | Fiber Ethernet Switch/Router |  | D7130WDMB
FM0042 | FDM368 | MOXA | EDS-510x-3GTXSFP-CT-T | FSR | Fiber Ethernet Switch/Router |  | D7430WDM
FM0042 | FDM370 | MOXA | EDS-G512E-4GSFP | FSR | Fiber Ethernet Switch/Router |  | DE2700-M
FM0042 | FDM369 | MOXA | EDS-G5xxE-4GSFP-CT-T | FSR | Fiber Ethernet Switch/Router |  | DE7200-M
FM0117 | FDM305 | Advantech B+B SmartWorx | EK17700 Series | FSR | Fiber Ethernet Switch/Router |  | DE7200-S
FM0117 | FDM486 | Advantech B+B SmartWorx | EKI-7428-G | FSR | Fiber Ethernet Switch/Router |  | DX40-01-H-D
FM0117 | FDM419 | Advantech B+B SmartWorx | EKI-7706G-2FI | FSR | Fiber Ethernet Switch/Router |  | ED3145-40
FM0117 | FDM490 | Advantech B+B SmartWorx | EKI-7710E | FSR | Fiber Ethernet Switch/Router |  | EDS-305-S-SC
FM0117 | FDM467 | Advantech B+B SmartWorx | EKI-7710G-2CI-AE | FSR | Fiber Ethernet Switch/Router |  | EDS-510E Series
FM0117 | FDM497 | Advantech B+B SmartWorx | EKI-7710G-2CPI-AE | FSR | Fiber Ethernet Switch/Router |  | EDS-510x-3GTXSFP-CT-T
FM0117 | FDM496 | Advantech B+B SmartWorx | EKI-7710G-2CPI-AE | FSR | Fiber Ethernet Switch/Router |  | EDS-G512E-4GSFP
FM0117 | FDM465 | Advantech B+B SmartWorx | EKI-7712G-4FI-AE | FSR | Fiber Ethernet Switch/Router |  | EDS-G5xxE-4GSFP-CT-T
FM0117 | FDM420 | Advantech B+B SmartWorx | EKI-7720G-4FI | FSR | Fiber Ethernet Switch/Router |  | EK17700 Series
FM0013 | FDM499 | Legrand | EQ01U-CHC | OPP | Optical Patch Panel |  | EKI-7428-G
FM0013 | FDM500 | Legrand | EQ02U-CHC | OPP | Optical Patch Panel |  | EKI-7706G-2FI
FM0013 | FDM501 | Legrand | EQ04U-CVC | OPP | Optical Patch Panel |  | EKI-7710E
FM0057 | FDM517 | Nortel | ERS-8006 | FSR | Fiber Ethernet Switch/Router |  | EKI-7710G-2CI-AE
FM0112 | FDM371 | OTN Systems | ETS-3GC7F | FSR | Fiber Ethernet Switch/Router |  | EKI-7710G-2CPI-AE
FM0007 | FDM316 | EtherWan | EX Series | FSR | Fiber Ethernet Switch/Router |  | EKI-7712G-4FI-AE
FM0072 | FDM410 | Juniper Networks | EX3300 | FSR | Fiber Ethernet Switch/Router |  | EKI-7720G-4FI
FM0072 | FDM493 | Juniper Networks | EX4300-32F | FSR | Fiber Ethernet Switch/Router |  | EQ01U-CHC
FM0007 | FDM317 | EtherWan | EX70962 | FSR | Fiber Ethernet Switch/Router |  | EQ02U-CHC
FM0007 | FDM319 | EtherWan | EX709xx | FSR | Fiber Ethernet Switch/Router |  | EQ04U-CVC
FM0007 | FDM060 | EtherWan | EX73000 | FSR | Fiber Ethernet Switch/Router |  | ERS-8006
FM0007 | FDM406 | EtherWan | EX73202 | FSR | Fiber Ethernet Switch/Router |  | ETS-3GC7F
FM0007 | FDM464 | EtherWan | EX73302-OCB | FSR | Fiber Ethernet Switch/Router |  | EX Series
FM0007 | FDM321 | EtherWan | EX739xx | FSR | Fiber Ethernet Switch/Router |  | EX3300
FM0007 | FDM318 | EtherWan | EX73xxx | FSR | Fiber Ethernet Switch/Router |  | EX4300-32F
FM0007 | FDM320 | EtherWan | EX78602 | FSR | Fiber Ethernet Switch/Router |  | EX4600
FM0007 | FDM322 | EtherWan | EX789xx | FSR | Fiber Ethernet Switch/Router |  | EX70962
FM0007 | FDM179 | EtherWan | EX9600-00-1-A | FSR | Fiber Ethernet Switch/Router |  | EX709xx
FM0007 | FDM083 | EtherWan | EX96008-00-1-A | FSR | Fiber Ethernet Switch/Router |  | EX73000
FM0007 | FDM142 | EtherWan | EX96044 | FSR | Fiber Ethernet Switch/Router |  | EX73202
FM0088 | FDM217 | Canoga Perkins | EdgeAcess 2361 | FBM | Fiber Modem |  | EX73302-OCB
FM0015 | FDM069 | Telco Systems | EdgeLink T3-E/0 | FTE | Fiber Transmission Equipment |  | EX739xx
FM0047 | FDM251 | Dell | Essential F10 Switch | FSR | Fiber Ethernet Switch/Router |  | EX73xxx
FM0085 | FDM210 | Accedian | Ethernid | FSR | Fiber Ethernet Switch/Router |  | EX78602
FM0002 | FDM138 | Seicor | FCC-D48 | OPP | Optical Patch Panel |  | EX789xx
FM0049 | FDM252 | Brocade | FCX624S | FSR | Fiber Ethernet Switch/Router |  | EX9600-00-1-A
FM0049 | FDM219 | Brocade | FCX648S | FSR | Fiber Ethernet Switch/Router |  | EX96008-00-1-A
FM0002 | FDM139 | Seicor | FDC-003 | OPP | Optical Patch Panel |  | EX96044
FM0001 | FDM413 | Corning | FDC-CMH-072 | OPP | Optical Patch Panel |  | EdgeAcess 2361
FM0131 | FDM476 | Comnet | FDX60S2M | MC | Fiber Media Converter |  | EdgeLink T3-E/0
FM0016 | FDM323 | Foundry Networks | FESX448 | FSR | Fiber Ethernet Switch/Router |  | Essential F10 Switch
FM0016 | FDM324 | Foundry Networks | FESX648 | FSR | Fiber Ethernet Switch/Router |  | Ethernid
FM0125 | FDM399 | Fortinet | FG-3200D | FRW | Firewall |  | FCC-D48
FM0110 | FDM302 | EXFO | FG-700 | FTE | Fiber Transmission Equipment |  | FCX624S
FM0016 | FDM325 | Foundry Networks | FGS624P | FSR | Fiber Ethernet Switch/Router |  | FCX648S
FM0066 | FDM164 | ADC | FL2000 | OPP | Optical Patch Panel |  | FDC-003
FM0097 | FDM266 | APA Clearfield | FLP-1QA | OPP | Optical Patch Panel |  | FDC-CMH-072
FM0091 | FDM298 | MetroTech/VIVAX | FLS-TX16W | FLS | FLS Transmitter |  | FDX60S2M
FM0091 | FDM296 | MetroTech/VIVAX | FLS-TX2W | FLS | FLS Transmitter |  | FESX448
FM0091 | FDM297 | MetroTech/VIVAX | FLS-TX4W | FLS | FLS Transmitter |  | FESX648
FM0101 | FDM381 | Multilink | FRM-1RU-3X-TS-S | OPP | Optical Patch Panel |  | FG-3200D
FM0105 | FDM278 | Netgear | FSM726 | FSR | Fiber Ethernet Switch/Router |  | FG-700
FM0140 | FDM478 | Fibertronics | FT-2RU6AP | OPP | Optical Patch Panel |  | FGS624P
FM0138 | FDM474 | Comnet | FVR109 | FBM | Fiber Modem |  | FL2000
FM0101 | FDM382 | Multilink | FWM-1X-SP | OPP | Optical Patch Panel |  | FLP-1QA
FM0016 | FDM390 | Foundry Networks | FWS 624G | FSR | Fiber Ethernet Switch/Router |  | FLS-TX16W
FM0049 | FDM237 | Brocade | FWS624 | FSR | Fiber Ethernet Switch/Router |  | FLS-TX2W
FM0049 | FDM253 | Brocade | FastIron 2402 | FSR | Fiber Ethernet Switch/Router |  | FLS-TX4W
FM0016 | FDM414 | Foundry Networks | FastIron Edge 12GCF | FSR | Fiber Ethernet Switch/Router |  | FPP-01-W-10
FM0016 | FDM202 | Foundry Networks | FastIron Edge 2402 | FSR | Fiber Ethernet Switch/Router |  | FPP-02-W-18
FM0016 | FDM201 | Foundry Networks | FastIron Edge X424 | FSR | Fiber Ethernet Switch/Router |  | FRM-1RU-3X-TS-S
FM0049 | FDM234 | Brocade | FastIron Edge X424 Premium | FSR | Fiber Ethernet Switch/Router |  | FSM726
FM0049 | FDM389 | Brocade | FastIron Edge X424HF-PREM | FSR | Fiber Ethernet Switch/Router |  | FT-2RU6AP
FM0049 | FDM241 | Brocade | FastIron Edge X624 Premium | FSR | Fiber Ethernet Switch/Router |  | FVR109
FM0049 | FDM249 | Brocade | FastIron FCX | FSR | Fiber Ethernet Switch/Router |  | FWM-1X-SP
FM0016 | FDM236 | Foundry Networks | FastIron GP624P | FSR | Fiber Ethernet Switch/Router |  | FWS 624G
FM0049 | FDM254 | Brocade | FastIron GS 624 P | FSR | Fiber Ethernet Switch/Router |  | FWS624
FM0016 | FDM232 | Foundry Networks | FastIron GS624P | FSR | Fiber Ethernet Switch/Router |  | FastIron 2402
FM0016 | FDM203 | Foundry Networks | FastIron MLX-8 | FSR | Fiber Ethernet Switch/Router |  | FastIron Edge 12GCF
FM0049 | FDM075 | Brocade | FastIron SX 800 | FSR | Fiber Ethernet Switch/Router |  | FastIron Edge 2402
FM0016 | FDM185 | Foundry Networks | FastIron SX800 | FSR | Fiber Ethernet Switch/Router |  | FastIron Edge X424
FM0049 | FDM463 | Brocade | FastIron SuperX | FSR | Fiber Ethernet Switch/Router |  | FastIron Edge X424 Premium
FM0016 | FDM200 | Foundry Networks | FastIron WS | FSR | Fiber Ethernet Switch/Router |  | FastIron Edge X424HF-PREM
FM0016 | FDM255 | Foundry Networks | Foundry NetIron MLX- | FSR | Fiber Ethernet Switch/Router |  | FastIron Edge X624 Premium
FM0025 | FDM041 | Summit | G BICS | FSR | Fiber Ethernet Switch/Router |  | FastIron FCX
FM0017 | FDM022 | Fiber Connections | Gator | OPP | Optical Patch Panel |  | FastIron GP624P
FM0017 | FDM101 | Fiber Connections | GatorPatch 12F | OPP | Optical Patch Panel |  | FastIron GS 624 P
FM0017 | FDM102 | Fiber Connections | GatorPatch 24F | OPP | Optical Patch Panel |  | FastIron GS624P
FM0017 | FDM098 | Fiber Connections | GatorPatch 4F | OPP | Optical Patch Panel |  | FastIron MLX-8
FM0017 | FDM099 | Fiber Connections | GatorPatch 6F | OPP | Optical Patch Panel |  | FastIron SX 800
FM0017 | FDM100 | Fiber Connections | GatorPatch 8F | OPP | Optical Patch Panel |  | FastIron SX800
FM0108 | FDM289 | B&B Electronics | Giga-MiniMc | MC | Fiber Media Converter |  | FastIron SuperX
FM0145 | FDM512 | Henrich Electronics | HEMC3 | MC | Fiber Media Converter |  | FastIron WS
FM0025 | FDM039 | Summit | I-24 | FSR | Fiber Ethernet Switch/Router |  | Foundry NetIron MLX-
FM0025 | FDM040 | Summit | I-48 | FSR | Fiber Ethernet Switch/Router |  | G BICS
FM0087 | FDM214 | Belden | IBDN | OPP | Optical Patch Panel |  | Gator
FM0127 | FDM408 | ICC Products | ICFOPT26BK | OPP | Optical Patch Panel |  | GatorPatch 12F
FM0042 | FDM280 | MOXA | ICS-G7828-8GSFP-4GTXSFP-4XG-HV | FSR | Fiber Ethernet Switch/Router |  | GatorPatch 24F
FM0049 | FDM250 | Brocade | ICX 6450-C12 | FSR | Fiber Ethernet Switch/Router |  | GatorPatch 4F
FM0124 | FDM396 | Ruckus | ICX 7150-C12P | FSR | Fiber Ethernet Switch/Router |  | GatorPatch 6F
FM0049 | FDM461 | Brocade | ICX 7750-48F | FSR | Fiber Ethernet Switch/Router |  | GatorPatch 8F
FM0049 | FDM304 | Brocade | ICX-6430-C12 | FSR | Fiber Ethernet Switch/Router |  | Giga-MiniMc
FM0049 | FDM283 | Brocade | ICX-6450 | FSR | Fiber Ethernet Switch/Router |  | HEMC3
FM0049 | FDM312 | Brocade | ICX-6450-24 | FSR | Fiber Ethernet Switch/Router |  | HN-3416
FM0049 | FDM265 | Brocade | ICX-6450-C12 | FSR | Fiber Ethernet Switch/Router |  | HN-8004-16
FM0049 | FDM313 | Brocade | ICX-6450-C12-PD | FSR | Fiber Ethernet Switch/Router |  | I-24
FM0049 | FDM457 | Brocade | ICX-6610-24F | FSR | Fiber Ethernet Switch/Router |  | I-48
FM0049 | FDM484 | Brocade | ICX-6610-48 | FSR | Fiber Ethernet Switch/Router |  | IBDN
FM0049 | FDM386 | Brocade | ICX-7150-24 | FSR | Fiber Ethernet Switch/Router |  | ICFOPT26BK
FM0124 | FDM397 | Ruckus | ICX-7150-48P | FSR | Fiber Ethernet Switch/Router |  | ICS-G7828-8GSFP-4GTXSFP-4XG-HV
FM0049 | FDM411 | Brocade | ICX-7150-CP-2X10GR | FSR | Fiber Ethernet Switch/Router |  | ICX 6450-C12
FM0124 | FDM449 | Ruckus | ICX-7250 | FSR | Fiber Ethernet Switch/Router |  | ICX 7150-C12P
FM0124 | FDM450 | Ruckus | ICX-7250-24 | FSR | Fiber Ethernet Switch/Router |  | ICX 7750-48F
FM0049 | FDM451 | Brocade | ICX-7450-48 | FSR | Fiber Ethernet Switch/Router |  | ICX-6430-C12
FM0049 | FDM295 | Brocade | ICX-7450-48F | FSR | Fiber Ethernet Switch/Router |  | ICX-6450
FM0124 | FDM519 | Ruckus | ICX-7550-24F | FSR | Fiber Ethernet Switch/Router |  | ICX-6450-24
FM0124 | FDM520 | Ruckus | ICX-7550-48F | FSR | Fiber Ethernet Switch/Router |  | ICX-6450-C12
FM0124 | FDM521 | Ruckus | ICX-7550-48P | FSR | Fiber Ethernet Switch/Router |  | ICX-6450-C12-PD
FM0124 | FDM447 | Ruckus | ICX-7650 | FSR | Fiber Ethernet Switch/Router |  | ICX-6610-24F
FM0049 | FDM470 | Brocade | ICX-7650-48F | FSR | Fiber Ethernet Switch/Router |  | ICX-6610-48
FM0049 | FDM398 | Brocade | ICX-7750-48F | FSR | Fiber Ethernet Switch/Router |  | ICX-7150-24
FM0049 | FDM471 | Brocade | ICX-7850-48FS | FSR | Fiber Ethernet Switch/Router |  | ICX-7150-48P
FM0124 | FDM492 | Ruckus | ICX7150-C08PT | FSR | Fiber Ethernet Switch/Router |  | ICX-7150-CP-2X10GR
FM0124 | FDM494 | Ruckus | ICX7650-48F | FSR | Fiber Ethernet Switch/Router |  | ICX-7250
FM0006 | FDM502 | Cisco | IE-5000-12S12P-10G | FSR | Fiber Ethernet Switch/Router |  | ICX-7250-24
FM0121 | FDM445 | Advantech B+B SmartWorx | IE-Giga-MiniMc SM1310-SC | MC | Fiber Media Converter |  | ICX-7450-48
FM0109 | FDM291 | IMC Networks | IE-MEDIA CHASIS/2-AC | MC | Fiber Media Converter |  | ICX-7450-48F
FM0121 | FDM391 | Advantech B+B SmartWorx | IE-MINIMC / 855-19725 | MC | Fiber Media Converter |  | ICX-7450-48P
FM0006 | FDM292 | Cisco | IE2000 Series | FSR | Fiber Ethernet Switch/Router |  | ICX-7550-24F
FM0006 | FDM307 | Cisco | IE3000 Series | FSR | Fiber Ethernet Switch/Router |  | ICX-7550-48F
FM0006 | FDM308 | Cisco | IE4000 Series | FSR | Fiber Ethernet Switch/Router |  | ICX-7550-48P
FM0142 | FDM483 | LinkPro | IFL-M100C | MC | Fiber Media Converter |  | ICX-7650
FM0143 | FDM503 | OLYCOM Industrial Fiber Switch | IM-FS140GE | FSR | Fiber Ethernet Switch/Router |  | ICX-7650-48F
FM0093 | FDM380 | ITS Express | ITS 8012-24 | FSR | Fiber Ethernet Switch/Router |  | ICX-7750-48F
FM0093 | FDM303 | ITS Express | ITS 8012-24+ | FSR | Fiber Ethernet Switch/Router |  | ICX-7850-32Q
FM0093 | FDM256 | ITS Express | ITS Express 8040 | FSR | Fiber Ethernet Switch/Router |  | ICX-7850-48FS
FM0093 | FDM362 | ITS Express | ITS-8012 | FSR | Fiber Ethernet Switch/Router |  | ICX-8200-24
FM0093 | FDM288 | ITS Express | ITS-8020 | FSR | Fiber Ethernet Switch/Router |  | ICX7150-C08PT
FM0093 | FDM363 | ITS Express | ITS-8024 | FSR | Fiber Ethernet Switch/Router |  | ICX7650-48F
FM0093 | FDM364 | ITS Express | ITS-8028 | FSR | Fiber Ethernet Switch/Router |  | IE-5000-12S12P-10G
FM0093 | FDM365 | ITS Express | ITS-8040 | FSR | Fiber Ethernet Switch/Router |  | IE-9320-24T4X
FM0093 | FDM403 | ITS Express | ITS-8040+ | FSR | Fiber Ethernet Switch/Router |  | IE-Giga-MiniMc SM1310-SC
FM0093 | FDM404 | ITS Express | ITS-8040-V2+ | FSR | Fiber Ethernet Switch/Router |  | IE-MEDIA CHASIS/2-AC
FM0093 | FDM456 | ITS Express | ITS-8042 | FSR | Fiber Ethernet Switch/Router |  | IE-MINIMC / 855-19725
FM0093 | FDM506 | ITS Express | ITS-8042+ | FSR | Fiber Ethernet Switch/Router |  | IE2000 Series
FM0094 | FDM257 | Intellinet Networks | Intellinet 5 Port Et | FSR | Fiber Ethernet Switch/Router |  | IE3000 Series
FM0072 | FDM258 | Juniper Networks | Juniper EX2500 | FSR | Fiber Ethernet Switch/Router |  | IE4000 Series
FM0072 | FDM259 | Juniper Networks | Juniper EX3200 | FSR | Fiber Ethernet Switch/Router |  | IFB-244 Series
FM0072 | FDM260 | Juniper Networks | Juniper EX4200 | FSR | Fiber Ethernet Switch/Router |  | IFL-M100C
FM0072 | FDM487 | Juniper Networks | Juniper EX4300 | FSR | Fiber Ethernet Switch/Router |  | IM-FS140GE
FM0113 | FDM356 | DYMEC | KY-3000EM | FSR | Fiber Ethernet Switch/Router |  | IMC-GA1F1T
FM0141 | FDM482 | BLACK BOX | LIC023A-R2 | MC | Fiber Media Converter |  | ITS 8012-24
FM0136 | FDM455 | Antaira | LMP-1002G-SFP Series | FSR | Fiber Ethernet Switch/Router |  | ITS 8012-24+
FM0002 | FDM053 | Seicor | LaNScape CCH-02V | OPP | Optical Patch Panel |  | ITS Express 8040
FM0001 | FDM002 | Corning | LanScape | OPP | Optical Patch Panel |  | ITS-8012
FM0001 | FDM132 | Corning | LanScape CCH-01U | OPP | Optical Patch Panel |  | ITS-8020
FM0001 | FDM216 | Corning | LanScape CCH-02U | OPP | Optical Patch Panel |  | ITS-8024
FM0001 | FDM135 | Corning | LanScape CCH-03U | OPP | Optical Patch Panel |  | ITS-8028
FM0001 | FDM133 | Corning | LanScape CCH-04U | OPP | Optical Patch Panel |  | ITS-8040
FM0001 | FDM129 | Corning | LanScape CCH-05U | OPP | Optical Patch Panel |  | ITS-8040+
FM0001 | FDM052 | Corning | LanScape CSH-050 | OPP | Optical Patch Panel |  | ITS-8040-V2+
FM0001 | FDM070 | Corning | LanScape M67-048 | OPP | Optical Patch Panel |  | ITS-8042
FM0095 | FDM261 | Lantech | Lantech LGS-2424C | FSR | Fiber Ethernet Switch/Router |  | ITS-8042+
FM0071 | FDM358 | Transition Networks | M/E-PSW-FX-01 SM | MC | Fiber Media Converter |  | Intellinet 5 Port Et
FM0054 | FDM122 | TEC-OPTIX Solutions | MC-100SC-MM | MC | Fiber Media Converter |  | Juniper EX2500
FM0054 | FDM121 | TEC-OPTIX Solutions | MC-100ST-MM | MC | Fiber Media Converter |  | Juniper EX3200
FM0054 | FDM120 | TEC-OPTIX Solutions | MC-120SC-SM | MC | Fiber Media Converter |  | Juniper EX4200
FM0034 | FDM051 | Methode | MFDC-001 | OPP | Optical Patch Panel |  | Juniper EX4300
FM0016 | FDM326 | Foundry Networks | MLX4 | FSR | Fiber Ethernet Switch/Router |  | KY-3000EM
FM0049 | FDM299 | Brocade | MLXe-16 | FSR | Fiber Ethernet Switch/Router |  | LIC023A-R2
FM0144 | FDM510 | FS | MMC-1F1T | MC | Fiber Media Converter |  | LMP-1002G-SFP Series
FM0144 | FDM511 | FS | MMC-1SC1T-SM | MC | Fiber Media Converter |  | LaNScape CCH-02V
FM0089 | FDM220 | Method Electronics | MWIC-E24 | OPP | Optical Patch Panel |  | LanScape
FM0033 | FDM050 | GarrettCom | Magnum 6K8 | FSR | Fiber Ethernet Switch/Router |  | LanScape CCH-01U
FM0019 | FDM112 | GarrettCom | Magnum CS14H | MC | Fiber Media Converter |  | LanScape CCH-02U
FM0019 | FDM111 | GarrettCom | Magnum CS14P | MC | Fiber Media Converter |  | LanScape CCH-03U
FM0033 | FDM233 | GarrettCom | Magnum ES42 | FSR | Fiber Ethernet Switch/Router |  | LanScape CCH-04U
FM0096 | FDM262 | Transition Networks | Milan - L2 Switch | FSR | Fiber Ethernet Switch/Router |  | LanScape CCH-05U
FM0001 | FDM137 | Corning | NSO-012-45 | OPP | Optical Patch Panel |  | LanScape CSH-050
FM0049 | FDM205 | Brocade | NetIron | FSR | Fiber Ethernet Switch/Router |  | LanScape M67-048
FM0049 | FDM207 | Brocade | NetIron 2024F | FSR | Fiber Ethernet Switch/Router |  | Lantech LGS-2424C
FM0072 | FDM171 | Juniper Networks | NetScreen 500 | FSR | Fiber Ethernet Switch/Router |  | M/E-PSW-FX-01 SM
FM0058 | FDM162 | Cisco | OADML-1510 | DWM | DWDM Multiplexer |  | MC-100SC-MM
FM0058 | FDM125 | Cisco | ONS 15454 | DWM | DWDM Multiplexer |  | MC-100ST-MM
FM0086 | FDM212 | Nortel Networks | OPTera_Metro_5200 | DWM | DWDM Multiplexer |  | MC-120SC-SM
FM0001 | FDM418 | Corning | PCH-02U | OPP | Optical Patch Panel |  | MFDC-001
FM0001 | FDM268 | Corning | PCH-04U | OPP | Optical Patch Panel |  | MLX4
FM0147 | FDM522 | Linovision | POE-Switch1008-Solar | FSR | Fiber Ethernet Switch/Router |  | MLXe-16
FM0147 | FDM523 | Linovision | POE-Switch1008-Solar | FSR | Fiber Ethernet Switch/Router |  | MMC-1F1T
FM0047 | FDM314 | Dell | PowerConnect 3324 | FSR | Fiber Ethernet Switch/Router |  | MMC-1SC1T-SM
FM0047 | FDM080 | Dell | PowerConnect 3424 | FSR | Fiber Ethernet Switch/Router |  | MWIC-E24
FM0047 | FDM178 | Dell | PowerConnect 3524 | FSR | Fiber Ethernet Switch/Router |  | Magnum 6K8
FM0047 | FDM394 | Dell | PowerEdge R320 | FSR | Fiber Ethernet Switch/Router |  | Magnum CS14H
FM0091 | FDM240 | MetroTech/VIVAX | PowerOne | FLS | FLS Transmitter |  | Magnum CS14P
FM0056 | FDM124 | HP | ProCurve 3500yl-24G | FSR | Fiber Ethernet Switch/Router |  | Magnum ES42
FM0083 | FDM290 | Siemens | RMC 20 | MC | Fiber Media Converter |  | Milan - L2 Switch
FM0083 | FDM118 | Siemens | RMC-40-HI-L2000 | MC | Fiber Media Converter |  | NSO-012-45
FM0036 | FDM285 | Siemens | RS1600 | FSR | Fiber Ethernet Switch/Router |  | NetIron
FM0036 | FDM287 | Siemens | RS1600T | FSR | Fiber Ethernet Switch/Router |  | NetIron 2024F
FM0036 | FDM089 | Siemens | RS400 | FSR | Fiber Ethernet Switch/Router |  | NetScreen 500
FM0036 | FDM055 | Siemens | RS900 | FSR | Fiber Ethernet Switch/Router |  | OADML-1510
FM0036 | FDM192 | Siemens | RS900-24-D-T2-T2 | FSR | Fiber Ethernet Switch/Router |  | ONS 15454
FM0036 | FDM330 | Siemens | RS900-HI-D-C2-C2-T2 | FSR | Fiber Ethernet Switch/Router |  | OPTera_Metro_5200
FM0036 | FDM062 | Siemens | RS900G | FSR | Fiber Ethernet Switch/Router |  | OTU-5000
FM0036 | FDM335 | Siemens | RS900G-24-D-2SC25 | FSR | Fiber Ethernet Switch/Router |  | PCH-02U
FM0036 | FDM246 | Siemens | RS900G-HI-D-2S-FP | FSR | Fiber Ethernet Switch/Router |  | PCH-04U
FM0036 | FDM448 | Siemens | RS900G-HI-D-2SC10-XX | FSR | Fiber Ethernet Switch/Router |  | POE-Switch1008-Solar
FM0036 | FDM336 | Siemens | RS900G-HI-D-2SC25 | FSR | Fiber Ethernet Switch/Router |  | PowerConnect 3324
FM0036 | FDM337 | Siemens | RS900G-HI-D-2SC26 | FSR | Fiber Ethernet Switch/Router |  | PowerConnect 3424
FM0036 | FDM338 | Siemens | RS900G-HI-D-2SC27 | FSR | Fiber Ethernet Switch/Router |  | PowerConnect 3524
FM0036 | FDM339 | Siemens | RS900G-HI-D-2SFP-XX | FSR | Fiber Ethernet Switch/Router |  | PowerEdge R320
FM0036 | FDM242 | Siemens | RS900L | FSR | Fiber Ethernet Switch/Router |  | PowerOne
FM0036 | FDM424 | Siemens | RS930L | FSR | Fiber Ethernet Switch/Router |  | ProCurve 3500yl-24G
FM0036 | FDM063 | Siemens | RSG2100 | FSR | Fiber Ethernet Switch/Router |  | QFX5120
FM0036 | FDM332 | Siemens | RSG2100P-F-RM-HI-TX01 | FSR | Fiber Ethernet Switch/Router |  | RMC 20
FM0036 | FDM294 | Siemens | RSG2200 | FSR | Fiber Ethernet Switch/Router |  | RMC-40-HI-L2000
FM0036 | FDM334 | Siemens | RSG2300 | FSR | Fiber Ethernet Switch/Router |  | RS1600
FM0036 | FDM333 | Siemens | RSG920P | FSR | Fiber Ethernet Switch/Router |  | RS1600T
FM0036 | FDM331 | Siemens | RSGXXXX | FSR | Fiber Ethernet Switch/Router |  | RS400
FM0036 | FDM340 | Siemens | RSR900G-HI-D-2SC25 | FSR | Fiber Ethernet Switch/Router |  | RS8000T
FM0128 | FDM435 | Optical Cable Corporation | RTC06B72SMSCS | OPP | Optical Patch Panel |  | RS900
FM0078 | FDM453 | SMP | RTC144B | OPP | Optical Patch Panel |  | RS900-24-D-T2-T2
FM0128 | FDM433 | Optical Cable Corporation | RTC1UB12SMDSCS | OPP | Optical Patch Panel |  | RS900-HI-D-C2-C2-T2
FM0128 | FDM439 | Optical Cable Corporation | RTC2U-5APB | OPP | Optical Patch Panel |  | RS900G
FM0128 | FDM438 | Optical Cable Corporation | RTC36B72SMSCS | OPP | Optical Patch Panel |  | RS900G-24-D-2SC25
FM0128 | FDM432 | Optical Cable Corporation | RTC4U-12A | OPP | Optical Patch Panel |  | RS900G-HI-D-2S-FP
FM0128 | FDM437 | Optical Cable Corporation | RTC72B | OPP | Optical Patch Panel |  | RS900G-HI-D-2SC10-XX
FM0128 | FDM425 | Optical Cable Corporation | RTC72B96SMDSCS | OPP | Optical Patch Panel |  | RS900G-HI-D-2SC25
FM0078 | FDM226 | SMP | RTCL72B | OPP | Optical Patch Panel |  | RS900G-HI-D-2SC26
FM0082 | FDM191 | Comtrol | RTS-2P | PS | Fiber Port Terminal Server |  | RS900G-HI-D-2SC27
FM0036 | FDM462 | Siemens | RX1000 | FSR | Fiber Ethernet Switch/Router |  | RS900G-HI-D-2SFP-XX
FM0036 | FDM227 | Siemens | RX1500 | FSR | Fiber Ethernet Switch/Router |  | RS900L
FM0036 | FDM228 | Siemens | RX1501 | FSR | Fiber Ethernet Switch/Router |  | RS930L
FM0079 | FDM247 | Comtrol | RocketLinx 8510 | FSR | Fiber Ethernet Switch/Router |  | RSG2100
FM0079 | FDM354 | Comtrol | RocketLinx ES7510-XT | FSR | Fiber Ethernet Switch/Router |  | RSG2100P-F-RM-HI-TX01
FM0079 | FDM387 | Comtrol | RocketLinx ES8105F-S | FSR | Fiber Ethernet Switch/Router |  | RSG2200
FM0079 | FDM186 | Comtrol | RocketLinx ES8510-XT | FSR | Fiber Ethernet Switch/Router |  | RSG2300
FM0079 | FDM353 | Comtrol | RocketLinx ES8510-XTE | FSR | Fiber Ethernet Switch/Router |  | RSG920P
FM0079 | FDM355 | Comtrol | RocketLinx ES9528-XT | FSR | Fiber Ethernet Switch/Router |  | RSGXXXX
FM0035 | FDM054 | Comtrol Corp | RocketLinx MC7001 | PS | Fiber Port Terminal Server |  | RSR900G-HI-D-2SC25
FM0024 | FDM282 | Extreme Networks | S3 Chassis-A | FSR | Fiber Ethernet Switch/Router |  | RST2228
FM0071 | FDM491 | Transition Networks | S3100 | MC | Fiber Media Converter |  | RST916P
FM0146 | FDM514 | Transition Networks | S3100 | FTE | Fiber Transmission Equipment |  | RTC06B72SMSCS
FM0071 | FDM485 | Transition Networks | S4110-4848 | MC | Fiber Media Converter |  | RTC144B
FM0117 | FDM306 | Advantech B+B SmartWorx | SEG510-2SFP-T | FSR | Fiber Ethernet Switch/Router |  | RTC1UB12SMDSCS
FM0117 | FDM466 | Advantech B+B SmartWorx | SEG520-4SFP-T | FSR | Fiber Ethernet Switch/Router |  | RTC2U-5APB
FM0111 | FDM375 | Red Lion | SLX-10MG-1 | FSR | Fiber Ethernet Switch/Router |  | RTC36B72SMSCS
FM0111 | FDM376 | Red Lion | SLX-18MG-1 | FSR | Fiber Ethernet Switch/Router |  | RTC4U-12A
FM0111 | FDM373 | Red Lion | SLX-8MG-1 | FSR | Fiber Ethernet Switch/Router |  | RTC72B
FM0111 | FDM374 | Red Lion | SLX-8MS-1 | FSR | Fiber Ethernet Switch/Router |  | RTC72B96SMDSCS
FM0024 | FDM440 | Extreme Networks | SLX-9540 | FSR | Fiber Ethernet Switch/Router |  | RTCL72B
FM0061 | FDM263 | SMC Networks | SMC Tiger Switch 682 | FSR | Fiber Ethernet Switch/Router |  | RTS-2P
FM0061 | FDM264 | SMC Networks | SMC Tiger Switch 802 | FSR | Fiber Ethernet Switch/Router |  | RX1000
FM0061 | FDM146 | SMC Networks | SMC01 | FSR | Fiber Ethernet Switch/Router |  | RX1500
FM0001 | FDM243 | Corning | SPH-01P | OPP | Optical Patch Panel |  | RX1501
FM0001 | FDM244 | Corning | SPH12P12-A9-3RH000 | OPP | Optical Patch Panel |  | RocketLinx 8510
FM0049 | FDM193 | Brocade | SXL 04300 | FSR | Fiber Ethernet Switch/Router |  | RocketLinx ES7510-XT
FM0044 | FDM028 | Signamax | Signamax-Switch | FSR | Fiber Ethernet Switch/Router |  | RocketLinx ES8105F-S
FM0119 | FDM357 | StarTech | Singlemode 100MBPS | MC | Fiber Media Converter |  | RocketLinx ES8510-XT
FM0111 | FDM377 | Red Lion | Sixnet EL326 Series | FSR | Fiber Ethernet Switch/Router |  | RocketLinx ES8510-XTE
FM0111 | FDM378 | Red Lion | Sixnet EL326-AA-1 | FSR | Fiber Ethernet Switch/Router |  | RocketLinx ES9528-XT
FM0111 | FDM372 | Red Lion | Sixnet SLX Series | FSR | Fiber Ethernet Switch/Router |  | RocketLinx MC7001
FM0024 | FDM145 | Extreme Networks | Summit X450-24T | FSR | Fiber Ethernet Switch/Router |  | S3 Chassis-A
FM0024 | FDM300 | Extreme Networks | Summit X460 | FSR | Fiber Ethernet Switch/Router |  | S3100
FM0024 | FDM195 | Extreme Networks | Summit_X450 | FSR | Fiber Ethernet Switch/Router |  | S4110-4848
FM0024 | FDM194 | Extreme Networks | Summit_X450a | FSR | Fiber Ethernet Switch/Router |  | SEG510-2SFP-T
FM0015 | FDM154 | Telco Systems | T-Metro | FTE | Fiber Transmission Equipment |  | SEG520-4SFP-T
FM0055 | FDM230 | TC Communications | TC1630 | FBM | Fiber Modem |  | SLX-10MG-1
FM0055 | FDM073 | TC Communications | TC1710 | FBM | Fiber Modem |  | SLX-18MG-1
FM0002 | FDM140 | Seicor | TCDC-04P | OPP | Optical Patch Panel |  | SLX-8MG-1
FM0134 | FDM442 | MOXA | TCF-142-S | MC | Fiber Media Converter |  | SLX-8MS-1
FM0132 | FDM436 | TrendNet | TL-F11SFP | MC | Fiber Media Converter |  | SLX-9540
FM0065 | FDM159 | IFS | TT3030WDM | FBM | Fiber Modem |  | SMC Tiger Switch 682
FM0061 | FDM279 | SMC Networks | Tiger Switch 672 | FSR | Fiber Ethernet Switch/Router |  | SMC Tiger Switch 802
FM0061 | FDM148 | SMC Networks | Tiger Switch 6824M | FSR | Fiber Ethernet Switch/Router |  | SMC01
FM0061 | FDM149 | SMC Networks | Tiger Switch 6842T | FSR | Fiber Ethernet Switch/Router |  | SPH-01P
FM0061 | FDM150 | SMC Networks | Tiger Switch 8024L2 | FSR | Fiber Ethernet Switch/Router |  | SPH12P12-A9-3RH000
FM0144 | FDM518 | FS | UMC-1F1T | MC | Fiber Media Converter |  | SRX345
FM0048 | FDM079 | Comnet | UNGE Series | FSR | Fiber Ethernet Switch/Router |  | SXL 04300
FM0010 | FDM524 | Unknown | Uknown Patch Panel | OPP | Optical Patch Panel |  | Signamax-Switch
FM0055 | FDM231 | TC Communications | Unknown | FBM | Fiber Modem |  | Singlemode 100MBPS
FM0099 | FDM269 | Emerson Network | Unknown | OPP | Optical Patch Panel |  | Sixnet EL326 Series
FM0107 | FDM286 | Unknown | Unknown | MC | Fiber Media Converter |  | Sixnet EL326-AA-1
FM0131 | FDM434 | Comnet | Unknown | MC | Fiber Media Converter |  | Sixnet SLX Series
FM0079 | FDM187 | Comtrol | Unknown | FSR | Fiber Ethernet Switch/Router |  | Summit X450-24T
FM0001 | FDM007 | Corning | Unknown | OPP | Optical Patch Panel |  | Summit X460
FM0003 | FDM016 | FTR | Unknown | FBM | Fiber Modem |  | Summit_X450
FM0004 | FDM017 | Optelecom | Unknown | FBM | Fiber Modem |  | Summit_X450a
FM0006 | FDM018 | Cisco | Unknown | FSR | Fiber Ethernet Switch/Router |  | T-Metro
FM0010 | FDM006 | Unknown | Unknown | OPP | Optical Patch Panel |  | TC1630
FM0032 | FDM049 | Fibertron | Unknown | OPP | Optical Patch Panel |  | TC1710
FM0045 | FDM067 | Radiant | Unknown | OPP | Optical Patch Panel |  | TCDC-04P
FM0008 | FDM071 | HFC | Unknown | FBM | Fiber Modem |  | TCF-142-S
FM0005 | FDM072 | Impath | Unknown | FBM | Fiber Modem |  | TI-PG541
FM0011 | FDM074 | Unknown | Unknown | FBM | Fiber Modem |  | TL-F11SFP
FM0049 | FDM076 | Brocade | Unknown | FSR | Fiber Ethernet Switch/Router |  | TT3030WDM
FM0006 | FDM077 | Cisco | Unknown | FSR | Fiber Ethernet Switch/Router |  | Tiger Switch 672
FM0007 | FDM082 | EtherWan | Unknown | FSR | Fiber Ethernet Switch/Router |  | Tiger Switch 6824M
FM0024 | FDM084 | Extreme Networks | Unknown | FSR | Fiber Ethernet Switch/Router |  | Tiger Switch 6842T
FM0016 | FDM085 | Foundry Networks | Unknown | FSR | Fiber Ethernet Switch/Router |  | Tiger Switch 8024L2
FM0033 | FDM086 | GarrettCom | Unknown | FSR | Fiber Ethernet Switch/Router |  | UMC-1F1T
FM0042 | FDM088 | MOXA | Unknown | FSR | Fiber Ethernet Switch/Router |  | UNGE Series
FM0036 | FDM090 | Siemens | Unknown | FSR | Fiber Ethernet Switch/Router |  | Uknown Patch Panel
FM0044 | FDM091 | Signamax | Unknown | FSR | Fiber Ethernet Switch/Router |  | Unknown
FM0025 | FDM092 | Summit | Unknown | FSR | Fiber Ethernet Switch/Router |  | Unknown Fiber Modem
FM0043 | FDM093 | Telco Systems | Unknown | FSR | Fiber Ethernet Switch/Router |  | Unknown Fiber Switch
FM0018 | FDM094 | Teleste | Unknown | FSR | Fiber Ethernet Switch/Router |  | Unknown Media Converter
FM0012 | FDM095 | Unknown | Unknown | FSR | Fiber Ethernet Switch/Router |  | Unknown Patch Panel
FM0017 | FDM103 | Fiber Connections | Unknown | OPP | Optical Patch Panel |  | Unknown Port Server
FM0034 | FDM104 | Methode | Unknown | OPP | Optical Patch Panel |  | VDT14100WDM
FM0041 | FDM105 | Ortronics | Unknown | OPP | Optical Patch Panel |  | VDX6740
FM0002 | FDM106 | Seicor | Unknown | OPP | Optical Patch Panel |  | VR4930WDM
FM0039 | FDM107 | Signamax | Unknown | OPP | Optical Patch Panel |  | VR7430-2DRDT
FM0035 | FDM108 | Comtrol Corp | Unknown | PS | Fiber Port Terminal Server |  | VSP-4450GSY-PWR+
FM0021 | FDM109 | Digi | Unknown | PS | Fiber Port Terminal Server |  | VSP-7400
FM0010 | FDM110 | Unknown | Unknown | OPP | Optical Patch Panel |  | VSP-8404C
FM0053 | FDM119 | SMP Data Communications | Unknown | MC | Fiber Media Converter |  | WBE-EMT-BK-2P-MOD
FM0060 | FDM143 | Superior | Unknown | OPP | Optical Patch Panel |  | WBE-EMT-BK-4P-MOD
FM0025 | FDM152 | Summit | Unknown | FSR | Fiber Ethernet Switch/Router |  | WCH-02P
FM0077 | FDM153 | Unknown | Unknown | FTE | Fiber Transmission Equipment |  | WCH-04P
FM0054 | FDM180 | TEC-OPTIX Solutions | Unknown | MC | Fiber Media Converter |  | WIC-012
FM0068 | FDM045 | Alpine | Unknown | MC | Fiber Media Converter |  | WIC-024
FM0069 | FDM166 | Americable | Unknown | OPP | Optical Patch Panel |  | WIC-02P
FM0070 | FDM167 | Fibrolan | Unknown | MC | Fiber Media Converter |  | WIC-04P
FM0070 | FDM170 | Fibrolan | Unknown | MC | Fiber Media Converter |  | WS-C3750X-48T-S VDS
FM0076 | FDM176 | SYPIXX | Unknown | FBM | Fiber Modem |  | WS-C4500X-32
FM0073 | FDM172 | FastFiber | Unknown | MC | Fiber Media Converter |  | WTC12/24
FM0074 | FDM173 | Eagle | Unknown | FSR | Fiber Ethernet Switch/Router |  | X-150
FM0019 | FDM177 | GarrettCom | Unknown | MC | Fiber Media Converter |  | X448
FM0067 | FDM165 | Etherwan | Unknown | MC | Fiber Media Converter |  | X465
FM0078 | FDM183 | SMP | Unknown | OPP | Optical Patch Panel |  | XSNet C4100SW Series
FM0063 | FDM222 | IFS | Unknown | MC | Fiber Media Converter |  | XSNet C4104SW
FM0052 | FDM223 | GE Security | Unknown | MC | Fiber Media Converter |  | XSNet C4108SW
FM0090 | FDM225 | Telebyte | Unknown | MC | Fiber Media Converter |  | Xpresso 3124F24
FM0084 | FDM197 | Adtran | Unknown | FTE | Fiber Transmission Equipment |  | Xpresso 9808s
FM0102 | FDM274 | Southco | Unknown | OPP | Optical Patch Panel |  | e-Worx
FM0009 | FDM008 | 3M | Unknown | OPP | Optical Patch Panel |  | i4022
FM0081 | FDM199 | GE Security | Unknown | FBM | Fiber Modem |  | i4222
FM0085 | FDM211 | Accedian | Unknown | FSR | Fiber Ethernet Switch/Router
FM0086 | FDM213 | Nortel Networks | Unknown | DWM | DWDM Multiplexer
FM0087 | FDM215 | Belden | Unknown | OPP | Optical Patch Panel
FM0088 | FDM218 | Canoga Perkins | Unknown | FBM | Fiber Modem
FM0098 | FDM267 | Avaya | Unknown | OPP | Optical Patch Panel
FM0100 | FDM270 | Leviton | Unknown | OPP | Optical Patch Panel
FM0101 | FDM273 | Multilink | Unknown | OPP | Optical Patch Panel
FM0103 | FDM275 | Transportation Control Systems | Unknown | OPP | Optical Patch Panel
FM0104 | FDM276 | USFiberoptics | Unknown | OPP | Optical Patch Panel
FM0011 | FDM526 | Unknown | Unknown Fiber Modem | FBM | Fiber Modem
FM0012 | FDM527 | Unknown | Unknown Fiber Switch | FSR | Fiber Ethernet Switch/Router
FM0107 | FDM525 | Unknown | Unknown Media Converter | MC | Fiber Media Converter
FM0010 | FDM529 | Unknown | Unknown Patch Panel | OPP | Optical Patch Panel
FM0046 | FDM528 | Unknown | Unknown Port Server | PS | Fiber Port Terminal Server
FM0081 | FDM190 | GE Security | VDT14100WDM | FBM | Fiber Modem
FM0049 | FDM454 | Brocade | VDX6740 | FSR | Fiber Ethernet Switch/Router
FM0063 | FDM479 | IFS | VR4930WDM | MC | Fiber Media Converter
FM0063 | FDM480 | IFS | VR7430-2DRDT | MC | Fiber Media Converter
FM0024 | FDM422 | Extreme Networks | VSP-4450GSY-PWR+ | FSR | Fiber Ethernet Switch/Router
FM0024 | FDM421 | Extreme Networks | VSP-8404C | FSR | Fiber Ethernet Switch/Router
FM0129 | FDM427 | COMMSCOPE | WBE-EMT-BK-2P-MOD | OPP | Optical Patch Panel
FM0129 | FDM428 | COMMSCOPE | WBE-EMT-BK-4P-MOD | OPP | Optical Patch Panel
FM0001 | FDM412 | Corning | WCH-02P | OPP | Optical Patch Panel
FM0001 | FDM431 | Corning | WCH-04P | OPP | Optical Patch Panel
FM0002 | FDM141 | Seicor | WIC-012 | OPP | Optical Patch Panel
FM0001 | FDM130 | Corning | WIC-024 | OPP | Optical Patch Panel
FM0001 | FDM426 | Corning | WIC-02P | OPP | Optical Patch Panel
FM0001 | FDM444 | Corning | WIC-04P | OPP | Optical Patch Panel
FM0006 | FDM429 | Cisco | WS-C3750X-48T-S VDS | FSR | Fiber Ethernet Switch/Router
FM0006 | FDM293 | Cisco | WS-C4500X-32 | FSR | Fiber Ethernet Switch/Router
FM0128 | FDM488 | Optical Cable Corporation | WTC12/24 | OPP | Optical Patch Panel
FM0025 | FDM151 | Summit | X-150 | FSR | Fiber Ethernet Switch/Router
FM0049 | FDM208 | Brocade | X448 | FSR | Fiber Ethernet Switch/Router
FM0115 | FDM383 | TKH Security Solutions | XSNet C4100SW Series | FSR | Fiber Ethernet Switch/Router
FM0115 | FDM384 | TKH Security Solutions | XSNet C4104SW | FSR | Fiber Ethernet Switch/Router
FM0115 | FDM385 | TKH Security Solutions | XSNet C4108SW | FSR | Fiber Ethernet Switch/Router
FM0007 | FDM024 | EtherWan | Xpresso 3124F24 | FSR | Fiber Ethernet Switch/Router
FM0007 | FDM004 | EtherWan | Xpresso 9808s | FSR | Fiber Ethernet Switch/Router
FM0117 | FDM415 | Advantech B+B SmartWorx | e-Worx | FSR | Fiber Ethernet Switch/Router
FM0005 | FDM003 | Impath | i4022 | FBM | Fiber Modem
FM0080 | FDM188 | iMPath | i4022 | FSR | Fiber Ethernet Switch/Router
FM0080 | FDM189 | iMPath | i4222 | FSR | Fiber Ethernet Switch/Router
FM0148 | FDM530 | Total Cable Solutions | FPP-01-W-10 | OPP | Optical Patch Panel
FM0148 | FDM531 | Total Cable Solutions | FPP-02-W-18 | OPP | Optical Patch Panel
FM0124 | FDM533 | Ruckus | ICX-7450-48P | FSR | Fiber Ethernet Switch/Router
FM0024 | FDM534 | Extreme Networks | VSP-7400 | FSR | Fiber Ethernet Switch/Router
FM0024 | FDM535 | Extreme Networks | X465 | FSR | Fiber Ethernet Switch/Router
FM0124 | FDM536 | Ruckus | ICX-8200-24 | FSR | Fiber Ethernet Switch/Router
FM0036 | FDM537 | Siemens | RST916P | FSR | Fiber Ethernet Switch/Router
FM0072 | FDM538 | Juniper Networks | QFX5120 | FSR | Fiber Ethernet Switch/Router
FM0125 | FDM539 | Fortinet | FG-3200D | FRW | Firewall
FM0072 | FDM540 | Juniper Networks | EX4600 | FSR | Fiber Ethernet Switch/Router
FM0149 | FDM541 | Juniper Networks | SRX345 | FRW | Firewall
FM0150 | FDM542 | Trendnet | TI-PG541 | FSR | Fiber Ethernet Switch/Router
FM0036 | FDM543 | Siemens | RST2228 | FSR | Fiber Ethernet Switch/Router
FM0130 | FDM544 | Nokia | 7250 IXR-R6 | FSR | Fiber Ethernet Switch/Router
FM0131 | FDM545 | Comnet | CNFE100X | MC | Fiber Media Converter
FM0151 | FDM546 | PLANET Networking and Comm | IFB-244 Series | FSR | Fiber Ethernet Switch/Router
FM0006 | FDM547 | Cisco | IE-9320-24T4X | FSR | Fiber Ethernet Switch/Router
FM0006 | FDM548 | MIKROTIK | CCR2004-16G-2S+PC | FSR | Fiber Ethernet Switch/Router
FM0006 | FDM549 | Cisco | Catalyst IR1101 | FSR | Fiber Ethernet Switch/Router
FM0153 | FDM550 | AMG System | AMG260M | MC | Fiber Media Converter
FM0131 | FDM551 | Comnet | CNFESFPMCPOE30 | MC | Fiber Media Converter
FM0036 | FDM552 | Siemens | RS8000T | FSR | Fiber Ethernet Switch/Router
FM0154 | FDM553 | Alcatel-Lucent | 0S6465-P12 | FSR | Fiber Ethernet Switch/Router
FM0144 | FDM554 | FS | IMC-GA1F1T | MC | Fiber Media Converter
FM0155 | FDM555 | Viavi Solutions | OTU-5000 | FTE | Fiber Transmission Equipment
FM0156 | FDM556 | Hardened Networks | HN-3416 | FSR | Fiber Ethernet Switch/Router
FM0156 | FDM557 | Hardened Networks | HN-8004-16 | FSR | Fiber Ethernet Switch/Router
FM0100 | FDM558 | Leviton | 1049i0 | OPP | Optical Patch Panel
FM0124 | FDM559 | Ruckus | ICX-7850-32Q | FSR | Fiber Ethernet Switch/Router

## FIBER_DEV_TYPE (hidden)
FIBER_DEV_TYPE_CD | FIBER_DEV_TYPE_DESC
FSR | Fiber Ethernet Switch/Router
FBM | Fiber Modem
FTE | Fiber Transmission Equipment
OPP | Optical Patch Panel
PS | Fiber Port Terminal Server
MC | Fiber Media Converter
CDM | CWDM Multiplexer
CWM | CWDM Splitter
DWM | DWDM Multiplexer
OT | Optical Terminal
FLS | FLS Transmitter
FRW | Firewall

## FIBER_DEV_MODE (hidden)
FIBER_DEV_MODE_CD | FIBER_DEV_MODE_DESC
SM | Single-Mode
MM | Multi-Mode
MX | Single & Multi-Mode

## FIBER_MODE (hidden)
FIBER_MODE_CD | FIBER_MODE_DESC
M | Multi-mode
S | Single-mode
X | Mixed-mode

## FILTER_SIZE (hidden)
FILTER_SIZE_CD | FILTER_SIZE_DESC
FS11 | 4” x 20” x 1”
FS12 | 6” x 15” x 1”
FS22 | 8" x 24" x 2"
FS63 | 10" x 11" x 1"
FS19 | 10" x 18"
FS21 | 10" x 6" x 1"
FS13 | 10” x 12” x 1”
FS14 | 10” x 16” x 1”
FS26 | 11" x 6" x 1"
FS64 | 12" x 6" x 1"
1281 | 12" x 8" x 1"
FS5 | 12" x 12" x 1"
FS6 | 12" x 14" x 1"
FS65 | 12" x 15" x 1"
FS2 | 12" x 16" x 1"
FS7 | 12" x 18" x 1"
FS15 | 12” x 20” x 1”
FS3 | 12" x 25" x 1"
FS4 | 14" x 12" x 1"
FS18 | 14" x 16" x 1"
FS61 | 14" x 25" x 1"
FS16 | 14” x 20” x 1”
FS9 | 16" x 7" x 1"
FS24 | 16" x 10" x 1"
16121 | 16" x 12" x 1"
FS20 | 16" x 12" x 2"
FS62 | 16" x 13" x 1"
FS17 | 16” x 20” x 1”
FS8 | 16" x 25" x 1"
FS23 | 16" x 25" x 2"
FS25 | 16" x 30" x 1"
FS60 | 17" x 14" x 1.5"
FS10 | Irregular
NONE | NONE
FSUNK | Unknown

## FILTER_TYPE (hidden)
FILTER_TYPE_CD | FILTER_TYPE_DESC
FAB | Fabric
MTL | Metal
PAP | Paper
FIBG | Fiberglass
SPNG | Sponge
NONE | NONE
UNK | Unknown

## FREQ_BAND (hidden)
FREQ_BAND_CD | FREQ_BAND_DESC | MASTER_PVTBL_FREQ_BAND_DESC
24GHz | 2.4 GHz | 10 GHz
49GHz | 4.9 GHz | 11 GHz
58GHz | 5.8 GHz | 18 GHz
59GHz | 5.9 GHz | 2.4 GHz
6GHzL | 6 GHz Lower | 23 GHz
6GHzU | 6 GHz Upper | 4.9 GHz
10GHz | 10 GHz | 5.8 GHz
23GHz | 23 GHz | 5.9 GHz
72MHz | 72 MHz | 6 GHz Lower
800MHz | 800 MHz | 6 GHz Upper
900MHz | 900 MHz | 72 MHz
960MHz | 960 MHz | 800 MHz
UHF | UHF | 900 MHz
VHFH | VHF High | 960 MHz
VHFL | VHF Low | AM Broadcast
AM | AM Broadcast | FM Broadcast
FM | FM Broadcast | UHF
11GHZ | 11 GHz | VHF High
18GHZ | 18 GHz | VHF Low

## FUEL_TYPE (hidden)
FUEL_TYPE_CD | FUEL_TYPE_DESC
DSEL | Diesel
GAS | Gasoline
NGAS | Natrual Gas
POPN | Propane
UNK | Unknown

## FUEL_TANK_TYPE (hidden)
FUEL_TANK_TYPE_CD | FUEL_TANK_TYPE_DESC
FTT01 | Aboveground
FTT02 | Underground
UNK | Unknown

## INDICATOR_TYPE (hidden)
INDICATOR_TYPE_CD | INDICATOR_TYPE_DESC
IT01 | Amber Strobe Beacon
IT02 | White Strobe Beacon

## INDOOR_OUTDOOR (hidden)
INDOOR_OUTDOOR_CD | INDOOR_OUTDOOR_DESC
IN | Indoor
OUT | Outdoor
UNK | Unknown

## INNERDUCT_COUNT (hidden)
INNERDUCT_COUNT_CD | INNERDUCT_COUNT_DESC
IC01 | 1
IC02 | 2
IC03 | 3
IC04 | 4
IC05 | 5
IC06 | 6
IC07 | 7
IC08 | 8
IC09 | 9
IC10 | 10
IC11 | 11
IC12 | 12

## INNERDUCT_SIZE (hidden)
INNERDUCT_SIZE_CD | INNERDUCT_SIZE_DESC
IS005 | 0.5"
IS006 | 0.75"
IS001 | 1"
IS002 | 1.25"
IS003 | 1.5"
IS004 | 1.75"
IS007 | 2"
IS008 | 3"
IS009 | 4"

## INNERDUCT_TYPE (hidden)
INNERDUCT_TYPE_CD | INNERDUCT_TYPE_DESC
IT001 | PVC
IT002 | HDPE - Smooth
IT003 | HDPE - Ribbed
MCELL | MaxCell

## INTERFACE_TYPE (hidden)
INTERFACE_TYPE_CD | INTERFACE_DEVICE_DESC | INTERFACE_DEVICE_DESC
BLUE | Bluetooth | Bluetooth
CELL | Cellular | Cellular
DSRCI | DSRC | DSRC
WIFI | WiFi | SiriusXM
SIRIXM | SiriusXM | V2X
V2X | V2X | WiFi

## ITS_COMM_DEV_MANUF (hidden)
ITS_COMM_DEV_MANUF_CD | ITS_COMM_DEV_MANUF_DESC | ITS_COMM_DEV_TYPE_CD | MASTER_PVTBL_ITS_COMM_DEV_MANUF_DESC
DISSOL | Display Solutions | Inc. | 3M
KKSI | K&K Systems | inc. | 4RF
APPINFO | Applied Information | CELLMDM | Actelis
BBSMART | B+B SmartWorx | CELLMDM | Adaptive
CISCO01 | Cisco | CELLMDM | Addco
CRADLEPT | cradlepoint | CELLMDM | Adlink
DIGIM001 | DIGI | CELLMDM | Advantech
ENFORA | Enfora | CELLMDM | Advantech B+B
OPTION | OPTION | CELLMDM | Advantech B+B SmartWorx
PLINK | Peplink | CELLMDM | American Dynamics
REDLION | Red Lion | CELLMDM | American Signal Co.
SIERRA | SIERRA Wireless | CELLMDM | Applied Information
CB001 | Telco Systems | CHNLBANK | Aprisa
CB005 | Unknown | CHNLBANK | Ardax
BARD01 | Bard Manufacturing | CLIMATE | Autoscope
ITWATCH | IT WatchDogs | CLIMATE | Axis
INEXZMR | Inex/Zamir | CTL-AVI | Axis Communications
ITERISAV | Iteris | CTL-AVI | B+B SmartWorx
SIRIT | Sirit | CTL-AVI | Bard Manufacturing
TRSCR | TransCore | CTL-AVI | Bay Networks
UNK07 | Unknown | CTL-AVI | Bird Technologies
UNK01 | Unknown | CTL-CBWS | Black Box
ADAPT | Adaptive | CTL-DMS | Bosch
ADDCO | Addco | CTL-DMS | Brainboxes
AMSIG | American Signal Co. | CTL-DMS | Carrier Access
DAKTRN | Daktronics | CTL-DMS | CBI Systems
DAMBCH | Dambach | CTL-DMS | Cisco
FDPSYS | Fiberoptic Display Systems | CTL-DMS | Clenney Communications
FPELEC | F-P Electronics | CTL-DMS | Cohu
INTELD | Intelligent Devices | CTL-DMS | Comnet
LEDSTR | LedStar | CTL-DMS | Comtrol
MARKIV | Mark IV | CTL-DMS | Control by Web
MEANWELL | Mean Well | CTL-DMS | CoreTec Communications
SESA | SES America | CTL-DMS | cradlepoint
SIEMEN | Siemens ITS | CTL-DMS | Daktronics
SKYLN | Skyline | CTL-DMS | Dambach
UNK02 | Unknown | CTL-DMS | Dayton International Corp
VLTRN | Vultron | CTL-DMS | Dehnguard
DENGRD | Dehnguard | CTL-EDS | Derq
UNK06 | Unknown | CTL-EDS | DIGI
3M | 3M | CTL-ESFS | Display Solutions
QTE01 | Quixote | CTL-ESFS | DPS Telecom
TFLOGX | Traffic Logix | CTL-ESFS | DragonWave-X
TFCALM | TraffiCalm Systems | CTL-ESFS | Eastern Research
UNK03 | Unknown | CTL-ESFS | Econolite
ADLINK | Adlink | CTL-GATE | EIS
AMSIGCO | American Signal Co. | CTL-HARS | Encom Wireless
CONTWEB1 | Control by Web | CTL-HARS | Enfora
HISHAR | Highway Information Systems | CTL-HARS | ERI
ISS01 | Information Station Specialists | CTL-HARS | Ericsson
MHCOR01 | MH Corbin | CTL-HARS | EtherWAN
MHCHIS04 | MH Corbin/Hwy Info Systems | CTL-HARS | Fiberoptic Display Systems
MORNING | Morningstar | CTL-HARS | FibroLan
UNK04 | Unknown | CTL-HARS | Fiplex
VAISALA | Vaisala | CTL-HARS | Firetide
HNYWL | Honeywell | CTL-RWIS | Flash Technology
LUFFT | Lufft | CTL-RWIS | F-P Electronics
QTE02 | Quixote | CTL-RWIS | GarrettCom
SSI1 | Solid State Instruments (SSI) | CTL-RWIS | GE
SUTRON | Sutron | CTL-RWIS | generic
UNK05 | Unknown | CTL-RWIS | GovComm
VSALA01 | Vaisala | CTL-RWIS | GRIDSMART Technologies
ECONO2 | Econolite | CTL-SIG | Harris
INTLT | InteLight | CTL-SIG | Highway Information Systems
IDCP | Intersection Dev. Corp./Peek | CTL-SIG | Honeywell
MCAIN | McCain | CTL-SIG | IFS
NZTEC1 | Naztec | CTL-SIG | Image Sensing Systems
PEEK1 | Peek | CTL-SIG | IMC Networks
SAFETN | Safetran | CTL-SIG | iMPath
EAGLE | Siemens ITS/ Eagle | CTL-SIG | Inex/Zamir
TCTP | Traffic Control Tech./Peek | CTL-SIG | Information Station Specialists
TWARE | Trafficware | CTL-SIG | InteLight
TCP | Transyt Corporation/Peek | CTL-SIG | Intelligent Devices
UNK15 | Unknown | CTL-SIG | Intellinet
ITERISTT | Iteris | CTL-TTS | Intersection Dev. Corp./Peek
FLASHTCH | Flash Technology | CTL-TWRL | Intuicom
R3AFLG | R3A Fuelgraff | CTL-TWRL | Island Radar
ROHN1 | Rohn | CTL-TWRL | IT WatchDogs
TWR1 | TWR | CTL-TWRL | Iteris
UNK | Unknown | CTL-TWRL | ITS Express
AUTSCP | Autoscope | CTL-VDS | JPS Interoperability Solutions
DIGIVDS | DIGI | CTL-VDS | K&K Systems
ECONO1 | Econolite | CTL-VDS | Kenwood
EIS | EIS | CTL-VDS | Kohler
GRIDSMTC | GRIDSMART Technologies | CTL-VDS | KYRA
ISS02 | Image Sensing Systems | CTL-VDS | Laird Connectivity
ITERIS | Iteris | CTL-VDS | Lantech
MIOVIS | Miovision | CTL-VDS | Lantronix
NZTEC2 | Naztec | CTL-VDS | Larus
NEDAP | Nedap | CTL-VDS | LedStar
NRTEC | Nortech | CTL-VDS | LinkPro
ONLGC | ONLOGIC | CTL-VDS | Linovision
PEEK2 | Peek | CTL-VDS | Lufft
RYTHM | RHYTHM Engineering | CTL-VDS | Mark IV
SENSIT | Sensit | CTL-VDS | Masterclock Inc.
SENSYS | Sensys Networks | CTL-VDS | McCain
TRFCN | Traficon | CTL-VDS | MDS
UNK14 | Unknown | CTL-VDS | Mean Well
WVTRX | Wavetronix | CTL-VDS | MH Corbin
SSI2 | Solid State Instruments (SSI) | CTL-WB | MH Corbin/Hwy Info Systems
UNK08 | Unknown | CTL-WB | Microhard Systems
VIDEX | Videx | CYBERHUB | Midland
AMDYN1 | American Dynamics | DECO | Miovision
BOSCH1 | Bosch | DECO | Monico
COHU1 | Cohu | DECO | Morningstar
CORTEC2 | CoreTec Communications | DECO | MOXA
GVCOMM | GovComm | DECO | MultiTech
IMPTH | iMPath | DECO | Naztec
PANSN1 | Panasonic | DECO | Nedap
PELCO1 | Pelco | DECO | Netgear
PENTAX1 | Pentax | DECO | Nitek
SONY1 | Sony | DECO | Nokia
TELST | Teleste | DECO | Nortech
UNK09 | Unknown | DECO | Nortel
VBRCK2 | Vbrick | DECO | Omnitron Systems
VICON1 | Vicon | DECO | Omnitronics
VIDLM1 | Videolarm | DECO | ONLOGIC
DS004 | Advantech B+B SmartWorx | DEVICSRV | Optelecom-NKF
DS002 | Comtrol | DEVICSRV | Optima Tele.com
DS008 | Control by Web | DEVICSRV | OPTION
DS006 | DIGI | DEVICSRV | Panasonic
DS001 | EtherWAN | DEVICSRV | Patton
DS005 | MOXA | DEVICSRV | Peek
DS003 | Wavetronix | DEVICSRV | Pelco
DS007 | WTI | DEVICSRV | Pentax
BIRDTECH | Bird Technologies | DUPLEXER | Peplink
TLWAVE01 | Telwave | DUPLEXER | Pepperl+Fuchs
TRSYS01 | TX RX Systems | DUPLEXER | Phoenix Broadband Technologies
WAVEEL | Wavetronix | ELOGGER | PLANET Networking & Communications
AMDYN2 | American Dynamics | ENCO | Planet Technology
AXIS01 | Axis | ENCO | POLARA
BOSCH2 | Bosch | ENCO | Proxim
COHU2 | Cohu | ENCO | Quasar
CORTEC | CoreTec Communications | ENCO | Quixote
GESCRTY | IFS | ENCO | R3A Fuelgraff
IMPATH | iMPath | ENCO | RADWIN
PANSN2 | Panasonic | ENCO | Raytheon
PELCO2 | Pelco | ENCO | Red Lion
PENTAX2 | Pentax | ENCO | RHYTHM Engineering
SONY2 | Sony | ENCO | Rohn
TELEST | Teleste | ENCO | Ruckus (CommScope)
TKHSS | TKH Security Solutions | ENCO | Safetran
UNK10 | Unknown | ENCO | Securicor
VBRICK | Vbrick | ENCO | Sensit
VICON2 | Vicon | ENCO | Sensys Networks
VIDLM2 | Videolarm | ENCO | SES America
ACTM002 | Actelis | ESR | Siemens
ADTECHBB | Advantech B+B | ESR | Siemens ITS
APRISA | Aprisa | ESR | Siemens ITS/ Eagle
CISCO1 | Cisco | ESR | SIERRA Wireless
COMNET | Comnet | ESR | Signal Communications
COMTROL | Comtrol | ESR | Simrex Corporation
DIGIESR | DIGI | ESR | Sirit
ETHWAN2 | EtherWAN | ESR | Skyline
ITSESESR | ITS Express | ESR | Smartmicro
LINOVIS | Linovision | ESR | Solid State Instruments (SSI)
NOKM001 | Nokia | ESR | Sony
NORTEL | Nortel | ESR | Sutron
OPTIMA | Optima Tele.com | ESR | Telco Systems
PATTON | Patton | ESR | Teleste
RUCKUS | Ruckus (CommScope) | ESR | Telwave
RUGCOM | Siemens | ESR | TEMPLE
TELCOSYS | Telco Systems | ESR | TKH Security Solutions
JPSIS | JPS Interoperability Solutions | ETHREXT | TPL Communications
NITEK01 | Nitek | ETHREXT | Traffic Control Tech./Peek
VACITY | Veracity | ETHREXT | Traffic Logix
NORTEL02 | Nortel | HUB | TraffiCalm Systems
ARDAX | Ardax | MECV | Trafficware
AXISMC | Axis Communications | MECV | Traficon
BBELE | B+B SmartWorx | MECV | TransCore
BAYNET | Bay Networks | MECV | Transition Networks
BBOX | Black Box | MECV | Transyt Corporation/Peek
CBISYS | CBI Systems | MECV | TWR
CNET | Comnet | MECV | TX RX Systems
COTCP | Comtrol | MECV | Ubiquiti
DPSTEL | DPS Telecom | MECV | Uniden
ETRWAN | EtherWAN | MECV | Unknown
FBLAN | FibroLan | MECV | Vaisala
GRTCOM | GarrettCom | MECV | Vbrick
GENERIC | generic | MECV | Veracity
IMCNET | IMC Networks | MECV | Vicon
INTELLT | Intellinet | MECV | Videolarm
ITSEXPMC | ITS Express | MECV | Videx
LANTECH | Lantech | MECV | Vultron
LARUS | Larus | MECV | Wavetronix
LINKPRO | LinkPro | MECV | WTI
MONICO | Monico | MECV
NETGEAR | Netgear | MECV
NITEK | Nitek | MECV
OMNITRON | Omnitron Systems | MECV
OPTELCOM | Optelecom-NKF | MECV
PLANET | PLANET Networking & Communications | MECV
TRNET | Transition Networks | MECV
UNK11 | Unknown | MECV
WAVTRX | Wavetronix | MECV
CARACC | Carrier Access | MUX
EASTRES1 | Eastern Research | MUX
HARRIS2 | Harris | MUX
BBELE2 | Advantech B+B SmartWorx | PTS
COTCP2 | Comtrol | PTS
DIGI | DIGI | PTS
ETHWAN | EtherWAN | PTS
GRTCOM1 | GarrettCom | PTS
ITSEXP | ITS Express | PTS
LANTOX | Lantronix | PTS
LUFFT01 | Lufft | PTS
MOXA | MOXA | PTS
QUASAR | Quasar | PTS
RUGGED | Siemens | PTS
UNK12 | Unknown | PTS
4RF | 4RF | RADIO
CLENNY01 | Clenney Communications | RADIO
DAYINCP | Dayton International Corp | RADIO
DRAGON | DragonWave-X | RADIO
ENCOM | Encom Wireless | RADIO
ERI | ERI | RADIO
ERCSN | Ericsson | RADIO
FIPLEX | Fiplex | RADIO
FIRTID | Firetide | RADIO
GE | GE | RADIO
HARRIS | Harris | RADIO
INTCOM | Intuicom | RADIO
KENWOOD | Kenwood | RADIO
LAIRD | Laird Connectivity | RADIO
MDS | MDS | RADIO
HISRAD | MH Corbin/Hwy Info Systems | RADIO
MCOHARD | Microhard Systems | RADIO
MDLND | Midland | RADIO
NOKM02 | Nokia | RADIO
PRXM | Proxim | RADIO
RADWIN | RADWIN | RADIO
SECUROR1 | Securicor | RADIO
SIGCOM | Signal Communications | RADIO
SIMREX | Simrex Corporation | RADIO
TPLCOM | TPL Communications | RADIO
UBIQUITI | Ubiquiti | RADIO
UNIDEN | Uniden | RADIO
UNK13 | Unknown | RADIO
VASALA02 | Vaisala | RADIO
MHCHIS01 | MH Corbin/Hwy Info Systems | RECDPLAY
RTU001 | DPS Telecom | RTU
RTU002 | Kohler | RTU
WAVETA | Wavetronix | TALERT
LARUS01 | Larus | TIMING
MASTER01 | Masterclock Inc. | TIMING
MHCHIS03 | MH Corbin/Hwy Info Systems | TIMING
UNK16 | Unknown | UNKNOWN
VOIP002 | MultiTech | VOIPGTWY
OMNITCS | Omnitronics | VOIPGTWY
PATVGW | Patton | VOIPGTWY
RAYTHEON | Raytheon | VOTER
MHCHIS02 | MH Corbin/Hwy Info Systems | WEATHER
CISCO02 | Cisco | CTL-RSU
CISCOM03 | Moxa | CTL-RSU
KYRA01 | KYRA | CTL-RSU
DS009 | Pepperl+Fuchs | DEVICSRV
BRAIN | Brainboxes | ESR
PLANETEC | Planet Technology | ESR
AVANVDS | Advantech | CTL-VDS
ISLAND | Island Radar | CTL-VDS
MHCOR1 | MH Corbin | CTL-VDS
DERQ | Derq | CTL-VDS
SMRTM | Smartmicro | CTL-VDS
PHOENIX1 | Phoenix Broadband Technologies | UNKNOWN
POLARA | POLARA | CTL-PED
TEMPLEC | TEMPLE | CELLMDM

## ITS_COMM_DEV_MODEL (hidden)
ITS_COMM_DEV_MODEL_CD | ITS_COMM_DEV_MANUF_CD | ITS_COMM_DEV_MANUF_DESC | ITS_COMM_DEV_TYPE_CD | ITS_COMM_DEV_MODEL_DESC | IF/OR | MASTER_PVTBL_ITS_COMM_DEV_MODEL_DESC
CISCO001 | CISCO01 | Cisco | CELLMDM | 819 | RADIO | 179
APPINFO01 | APPINFO | Applied Information | CELLMDM | AI-500-085 | RADIO | 819
SIER01 | SIERRA | SIERRA Wireless | CELLMDM | AirLink LS300 | RADIO | 970
OPTION01 | OPTION | OPTION | CELLMDM | CloudGate | RADIO | 2070
ENFORAM | ENFORA | Enfora | CELLMDM | GSM 2538-01 | RADIO | 2603
CRADLEPT01 | CRADLEPT | cradlepoint | CELLMDM | IBR1700 | RADIO | 2884
PLINK01 | PLINK | Peplink | CELLMDM | Pepwave MAX BR-1 Mini | RADIO | 3000
BBSMWX01 | BBSMART | B+B SmartWorx | CELLMDM | SMARTFLEX | RADIO | 8600
REDLION01 | REDLION | Red Lion | CELLMDM | SN-6921-VZ | RADIO | 9170
DIGIMD001 | DIGIM001 | DIGI | CELLMDM | Transport WR21 | RADIO | 1497589
DIGIMD004 | DIGIM001 | DIGI | CELLMDM | TX54 | RADIO | 5002111
CB004 | CB001 | Telco Systems | CHNLBANK | 1497589 |  | 10950221
CB003 | CB001 | Telco Systems | CHNLBANK | 24FA19 |  | 0A-1248-0020
CB002 | CB001 | Telco Systems | CHNLBANK | Access 60 M6000 |  | 0A-1249-5014
CB006 | CB005 | Unknown | CHNLBANK | Unknown |  | 10/100 TX
BARDM01 | BARD01 | Bard Manufacturing | CLIMATE | MC3000-A |  | 125MA FUSE
WATCH001 | ITWATCH | IT WatchDogs | CLIMATE | SuperGoose II |  | 170 ATC
TRSCR02 | TRSCR | TransCore | CTL-AVI | Encompass 5 |  | 170E
TRSCR03 | TRSCR | TransCore | CTL-AVI | Encompass 6 - E6/19105-01 |  | 170E HC11
SIRIT01 | SIRIT | Sirit | CTL-AVI | IDentity FleX Traffic Probe |  | 170EX
INEX001 | INEXZMR | Inex/Zamir | CTL-AVI | Indoor |  | 1880E
UNK17 | ITERISAV | Iteris | CTL-AVI | Unknown |  | 1880EL
SIRIT02 | SIRIT | Sirit | CTL-AVI | Unknown |  | 2070 ATC
TRSCR01 | TRSCR | TransCore | CTL-AVI | Unknown |  | 2070E
UNK07 | UNK07 | Unknown | CTL-AVI | Unknown |  | 2070L
ITERIS04 | ITERISAV | Iteris | CTL-AVI | Vantage Velocity |  | 2070-LDX
VRACK01 | ITERISAV | Iteris | CTL-AVI | VRack1-TS1 |  | 2070LN2
VTRACK01 | ITERISAV | Iteris | CTL-AVI | VTrack-TS1 |  | 2070LX
UNK01 | UNK01 | Unknown | CTL-CBWS | Datamover 1/0 |  | 2070N
ADAPT01 | ADAPT | Adaptive | CTL-DMS | 10950221 |  | 24FA19
DAKTRN04 | DAKTRN | Daktronics | CTL-DMS | 0A-1248-0020 |  | 28-37-06C
DAKTRN06 | DAKTRN | Daktronics | CTL-DMS | 0A-1249-5014 |  | 28-88-92206
SKYLN01 | SKYLN | Skyline | CTL-DMS | 170E |  | 3000 TS2 Type1
LEDSTR01 | LEDSTR | LedStar | CTL-DMS | CLT-19 |  | 3000 TS2 Type2
LEDSTR02 | LEDSTR | LedStar | CTL-DMS | CLT-23 |  | 3000E
LEDSTR03 | LEDSTR | LedStar | CTL-DMS | CLT-24 |  | 3000E TS2 Type 1
LEDSTR010 | LEDSTR | LedStar | CTL-DMS | CTL24A01R10 |  | 3000E TS2 Type 2
LEDSTR08 | LEDSTR | LedStar | CTL-DMS | CTL24A02R10 |  | 3000-PC-CBD
LEDSTR011 | LEDSTR | LedStar | CTL-DMS | CTL24A03R20 |  | 34010-S
LEDSTR07 | LEDSTR | LedStar | CTL-DMS | CTL24A04R10 |  | 3800 EL
LEDSTR05 | LEDSTR | LedStar | CTL-DMS | CTL24A04R20 |  | 3800EL
LEDSTR09 | LEDSTR | LedStar | CTL-DMS | CTL24A04R30 |  | 485DRCI-PH
LEDSTR06 | LEDSTR | LedStar | CTL-DMS | CTL-27 |  | 4WSD9R
DAKTRN07 | DAKTRN | Daktronics | CTL-DMS | DMP-5000 |  | 515P-UniCPU
FPELEC01 | FPELEC | F-P Electronics | CTL-DMS | FP1000 |  | 5800-1
MARKIV02 | MARKIV | Mark IV | CTL-DMS | FP10000 |  | 5800-3
FPELEC02 | FPELEC | F-P Electronics | CTL-DMS | FP9600 |  | 5-Port Fast
INTELD01 | INTELD | Intelligent Devices | CTL-DMS | IDI 1600 |  | 6000 Series
SESA001 | SESA | SES America | CTL-DMS | SCU6 |  | 71-0110C
MEANW01 | MEANWELL | Mean Well | CTL-DMS | SP-200-12 |  | 71-0110CWB
SKYLN02 | SKYLN | Skyline | CTL-DMS | Unknown |  | 71-0150C
UNK02 | UNK02 | Unknown | CTL-DMS | Unknown |  | 71-0151-C
VLTRN01 | VLTRN | Vultron | CTL-DMS | Unknown |  | 71-2070
MEANW02 | MEANWELL | Mean Well | CTL-DMS | Unknown |  | 71-3050B
ADAPT02 | ADAPT | Adaptive | CTL-DMS | Unknown |  | 71-3200
ADDCO01 | ADDCO | Addco | CTL-DMS | Unknown |  | 71-4050B
AMSIG01 | AMSIG | American Signal Co. | CTL-DMS | Unknown |  | 71-7200
DAKTRN01 | DAKTRN | Daktronics | CTL-DMS | Unknown |  | 71-8885D
DAMBACH01 | DAMBCH | Dambach | CTL-DMS | Unknown |  | 7412007-003
DISSOL01 | DISSOL | Display Solutions | CTL-DMS | Unknown |  | 7705-SAR18
FDPSYS01 | FDPSYS | Fiberoptic Display Systems | CTL-DMS | Unknown |  | 7705-SAR-H
FPELEC03 | FPELEC | F-P Electronics | CTL-DMS | Unknown |  | 8132-0000-018
INTELD02 | INTELD | Intelligent Devices | CTL-DMS | Unknown |  | 8160.UISO
LEDSTR04 | LEDSTR | LedStar | CTL-DMS | Unknown |  | 8247-311
MARKIV01 | MARKIV | Mark IV | CTL-DMS | Unknown |  | 900 Series
SIEMEN01 | SIEMEN | Siemens ITS | CTL-DMS | Unknown |  | 900 Series TS2
DAKTRN05 | DAKTRN | Daktronics | CTL-DMS | VFC |  | 9110-5200-0003R
DAKTRN02 | DAKTRN | Daktronics | CTL-DMS | VFC-2000 |  | 91-1110B
DAKTRN03 | DAKTRN | Daktronics | CTL-DMS | VFC-3000 |  | 9170-4200-0002
UNK06 | UNK06 | Unknown | CTL-EDS | Unknown |  | 9170-4200-0003
DENGRD01 | DENGRD | Dehnguard | CTL-EDS | Unknown |  | 9174-4200-0002
QTE0101 | QTE01 | Quixote | CTL-ESFS | 515P-UniCPU |  | 9305-0100
TCALM02 | TFCALM | TraffiCalm Systems | CTL-ESFS | Unknown |  | 9305-0300
TLGIX02 | TFLOGX | Traffic Logix | CTL-ESFS | Unknown |  | 930L
UNK03 | UNK03 | Unknown | CTL-ESFS | Unknown |  | 9500MPT-HC-HQAM
3M01 | 3M | 3M | CTL-ESFS | Unknown |  | 980 ATC Type 1
QTE0102 | QTE01 | Quixote | CTL-ESFS | Unknown |  | 980 ATC Type 2
ADLINK01 | ADLINK | Adlink | CTL-GATE | MXC-2002 |  | 980 Series
VAISALA01 | VAISALA | Vaisala | CTL-HARS | Black Max DRTXM4 |  | 980-A0200
DCC-1 | MHCHIS04 | MH Corbin/Hwy Info Systems | CTL-HARS | DCC-1 |  | 980-A2100
DCC-3 | MHCHIS04 | MH Corbin/Hwy Info Systems | CTL-HARS | DCC-3 |  | 980-A2300-1
DRTXM4 | MHCHIS04 | MH Corbin/Hwy Info Systems | CTL-HARS | DRTXM4 |  | 981-A1100
EC100 | MHCHIS04 | MH Corbin/Hwy Info Systems | CTL-HARS | EC100 |  | 981-A1300-1
MHCOR0101 | MHCOR01 | MH Corbin | CTL-HARS | EC100 |  | 981-A3300-1
VAISALA02 | VAISALA | Vaisala | CTL-HARS | Flash Max Fiber 600 |  | 990-0572-5
IM1 | MHCHIS04 | MH Corbin/Hwy Info Systems | CTL-HARS | IM-1 |  | 990-0572-6
ISS0102 | ISS01 | Information Station Specialists | CTL-HARS | ITS6000 |  | A3LCA
AMSIG02 | AMSIGCO | American Signal Co. | CTL-HARS | QDC HAR 100 |  | Access 60 M6000
AMSIG03 | AMSIGCO | American Signal Co. | CTL-HARS | Unknown |  | ACD-3100
UNK04 | UNK04 | Unknown | CTL-HARS | Unknown |  | ADEIP4
HISHAR02 | HISHAR | Highway Information Systems | CTL-HARS | Unknown |  | AF0002A04
ISS0103 | ISS01 | Information Station Specialists | CTL-HARS | Unknown |  | AF0002X16
CONTWEB101 | CONTWEB1 | Control by Web | CTL-HARS | X-301-I |  | AF-5X-US
VSALAM06 | VSALA01 | Vaisala | CTL-RWIS | DMU703 |  | AF610
QTE0203 | QTE02 | Quixote | CTL-RWIS | Elite RPU |  | AH-N1
VSALAM01 | VSALA01 | Vaisala | CTL-RWIS | Elite RWIS |  | AI-500-085
SSI1 | SSI1 | Solid State Instruments (SSI) | CTL-RWIS | ITS-0066 |  | Air Fiber (AF24)
LUFFTD02 | LUFFT | Lufft | CTL-RWIS | LCOM |  | AirLink LS300
VSALAM04 | VSALA01 | Vaisala | CTL-RWIS | PMU701-J |  | AK-01
QTE02 | QTE02 | Quixote | CTL-RWIS | RPU-70130002 |  | AL2001016
VSALAM03 | VSALA01 | Vaisala | CTL-RWIS | RWS110 |  | AL2012E41-E5
VSALAM05 | VSALA01 | Vaisala | CTL-RWIS | RWS220 |  | AN.OM-915-6DBD
SUTR01 | SUTRON | Sutron | CTL-RWIS | SatLink 3 Logger/Transmitter |  | AN.YG-915-9DBD
SSI2 | SSI1 | Solid State Instruments (SSI) | CTL-RWIS | Unknown |  | APCC
UNK05 | UNK05 | Unknown | CTL-RWIS | Unknown |  | Aprisa FE
VSALAM02 | VSALA01 | Vaisala | CTL-RWIS | Unknown |  | Aprisa SR
HNYWL | HNYWL | Honeywell | CTL-RWIS | Unknown |  | Aprisa XE
QTE03 | QTE02 | Quixote | CTL-RWIS | Unknown |  | APXE-N900-200-G2-12-FC00
SAFETN03 | SAFETN | Safetran | CTL-SIG | 179 |  | ASC/2M-1000
NZTEC101 | NZTEC1 | Naztec | CTL-SIG | 970 |  | ASC/2S-1000
TWAREM10 | TWARE | Trafficware | CTL-SIG | 970 |  | ASC/3 RM
TWAREM07 | TWARE | Trafficware | CTL-SIG | 2070 |  | ASC/3-1000
ECONO201 | ECONO2 | Econolite | CTL-SIG | 2070 |  | ASC/3-2100
MCAIN04 | MCAIN | McCain | CTL-SIG | 2070 |  | ASD-622000
PEEK103 | PEEK1 | Peek | CTL-SIG | 3000 |  | ATC 2070 Series
SAFETN01 | SAFETN | Safetran | CTL-SIG | 170 ATC |  | ATC 2070C
IDCP01 | IDCP | Intersection Dev. Corp./Peek | CTL-SIG | 170E |  | ATC 2070E
MCAIN01 | MCAIN | McCain | CTL-SIG | 170E |  | ATC 2070L
SAFETN02 | SAFETN | Safetran | CTL-SIG | 170E |  | ATC 2070NL
MCAIN02 | MCAIN | McCain | CTL-SIG | 170E HC11 |  | ATC FLeX
MCAIN03 | MCAIN | McCain | CTL-SIG | 170EX |  | ATC Type 1
TCP01 | TCP | Transyt Corporation/Peek | CTL-SIG | 1880E |  | ATC Type 2
PEEK101 | PEEK1 | Peek | CTL-SIG | 1880E |  | ATC-1000
TCP02 | TCP | Transyt Corporation/Peek | CTL-SIG | 1880EL |  | ATC-C001
PEEK102 | PEEK1 | Peek | CTL-SIG | 1880EL |  | Autoscope ENCORE
EAGLE01 | EAGLE | Siemens ITS/ Eagle | CTL-SIG | 2070 ATC |  | Autoscope RackVision Terra
TWAREM08 | TWARE | Trafficware | CTL-SIG | 2070E |  | Autoscope Solo TIP
MCAIN08 | MCAIN | McCain | CTL-SIG | 2070E |  | B3S100EAANDA
NZTEC102 | NZTEC1 | Naztec | CTL-SIG | 2070L |  | Baystack 106
EAGLE02 | EAGLE | Siemens ITS/ Eagle | CTL-SIG | 2070L |  | BBE 49 INT
TWAREM14 | TWARE | Trafficware | CTL-SIG | 2070L |  | BB-VESR902
INTLT003 | INTLT | InteLight | CTL-SIG | 2070-LDX |  | Bearcat 880w
TWAREM11 | TWARE | Trafficware | CTL-SIG | 2070LN2 |  | Black Max DRTXM4
TWAREM09 | TWARE | Trafficware | CTL-SIG | 2070LX |  | BR1 Mini 5G
MCAIN09 | MCAIN | McCain | CTL-SIG | 2070LX |  | Business Policy Switch 2000
TWAREM15 | TWARE | Trafficware | CTL-SIG | 2070N |  | C-60 E-MC
NZTEC103 | NZTEC1 | Naztec | CTL-SIG | 2070N |  | C-60 E-MC-/SA
EAGLE03 | EAGLE | Siemens ITS/ Eagle | CTL-SIG | 2070N |  | Catalyst 2955
PEEK104 | PEEK1 | Peek | CTL-SIG | 3000 TS2 Type1 |  | Catalyst 3750
PEEK105 | PEEK1 | Peek | CTL-SIG | 3000 TS2 Type2 |  | CBD 6000
PEEK106 | PEEK1 | Peek | CTL-SIG | 3000E |  | CD99-1396
PEEK107 | PEEK1 | Peek | CTL-SIG | 3000E TS2 Type 1 |  | CG1001A06
PEEK108 | PEEK1 | Peek | CTL-SIG | 3000E TS2 Type 2 |  | CG1007002
IDCP02 | IDCP | Intersection Dev. Corp./Peek | CTL-SIG | 3000-PC-CBD |  | CLFE1EOU
PEEK203 | PEEK1 | Peek | CTL-SIG | 3800 EL |  | Click 224
TCP03 | TCP | Transyt Corporation/Peek | CTL-SIG | 3800EL |  | Click 301
EAGLE14 | EAGLE | Siemens ITS/ Eagle | CTL-SIG | 8132-0000-018 |  | Click 512
NZTEC104 | NZTEC1 | Naztec | CTL-SIG | 900 Series |  | Click 513
TWAREM16 | TWARE | Trafficware | CTL-SIG | 900 Series |  | Click 514
NZTEC105 | NZTEC1 | Naztec | CTL-SIG | 900 Series TS2 |  | Click 650
TWAREM17 | TWARE | Trafficware | CTL-SIG | 900 Series TS2 |  | Click 656
NZTEC106 | NZTEC1 | Naztec | CTL-SIG | 980 ATC Type 1 |  | CloudGate
TWAREM02 | TWARE | Trafficware | CTL-SIG | 980 ATC Type 1 |  | CLRFE1POEU
TWAREM05 | TWARE | Trafficware | CTL-SIG | 980 ATC Type 2 |  | CLT-19
NZTEC107 | NZTEC1 | Naztec | CTL-SIG | 980 ATC Type 2 |  | CLT-23
NZTEC108 | NZTEC1 | Naztec | CTL-SIG | 980 Series |  | CLT-24
TWAREM18 | TWARE | Trafficware | CTL-SIG | 980 Series |  | CM-011-SC
TWAREM19 | TWARE | Trafficware | CTL-SIG | 980-A0200 |  | CM-SC100L
NZTEC109 | NZTEC1 | Naztec | CTL-SIG | 980-A0200 |  | CNFE1003
NZTEC110 | NZTEC1 | Naztec | CTL-SIG | 980-A2100 |  | CNFE1003SAC2-M
TWAREM01 | TWARE | Trafficware | CTL-SIG | 980-A2100 |  | CNGE11FX3TX8M
NZTEC111 | NZTEC1 | Naztec | CTL-SIG | 980-A2300-1 |  | CNGE11FX3TXMSPOE/24
TWAREM20 | TWARE | Trafficware | CTL-SIG | 980-A2300-1 |  | Cobalt
NZTEC112 | NZTEC1 | Naztec | CTL-SIG | 981-A1100 |  | Cobalt 2100
TWAREM04 | TWARE | Trafficware | CTL-SIG | 981-A1100 |  | Cobalt-RackMount
TWAREM13 | TWARE | Trafficware | CTL-SIG | 981-A1300-1 |  | COM HUB
TWAREM12 | TWARE | Trafficware | CTL-SIG | 981-A3300-1 |  | Comm Manager
NZTEC114 | NZTEC1 | Naztec | CTL-SIG | 981-A3300-1 |  | Commander Type I
ECONO202 | ECONO2 | Econolite | CTL-SIG | ASC/2M-1000 |  | Commander Type II
ECONO203 | ECONO2 | Econolite | CTL-SIG | ASC/2S-1000 |  | COMMPAK BB49 INT
ECONO214 | ECONO2 | Econolite | CTL-SIG | ASC/3 RM |  | Connect-ITS DIN
ECONO204 | ECONO2 | Econolite | CTL-SIG | ASC/3-1000 |  | Constellation Terminal
ECONO205 | ECONO2 | Econolite | CTL-SIG | ASC/3-2100 |  | Contivity 1100
SAFETN04 | SAFETN | Safetran | CTL-SIG | ATC 2070 Series |  | Core DCM
ECONO213 | ECONO2 | Econolite | CTL-SIG | ATC 2070C |  | CrossTalk
ECONO212 | ECONO2 | Econolite | CTL-SIG | ATC 2070E |  | CS14P
ECONO206 | ECONO2 | Econolite | CTL-SIG | ATC 2070L |  | CS14PR-SC-24VDC
ECONO207 | ECONO2 | Econolite | CTL-SIG | ATC 2070NL |  | CSMSTRGU
TWAREM03 | TWARE | Trafficware | CTL-SIG | ATC Type 1 |  | CTL24A01R10
TWAREM06 | TWARE | Trafficware | CTL-SIG | ATC Type 2 |  | CTL24A02R10
PEEK206 | PEEK1 | Peek | CTL-SIG | ATC-1000 |  | CTL24A03R20
ECONO208 | ECONO2 | Econolite | CTL-SIG | CBD 6000 |  | CTL24A04R10
ECONO217 | ECONO2 | Econolite | CTL-SIG | Cobalt |  | CTL24A04R20
ECONO211 | ECONO2 | Econolite | CTL-SIG | Cobalt 2100 |  | CTL24A04R30
ECONO215 | ECONO2 | Econolite | CTL-SIG | Cobalt-RackMount |  | CTL-27
TWAREM21 | TWARE | Trafficware | CTL-SIG | Commander Type I |  | Datamover 1/0
TWAREM22 | TWARE | Trafficware | CTL-SIG | Commander Type II |  | DataMover SS
PEEK207 | PEEK1 | Peek | CTL-SIG | Double Diamond |  | DCC-1
EAGLE04 | EAGLE | Siemens ITS/ Eagle | CTL-SIG | EPAC M-40 |  | DCC-3
EAGLE05 | EAGLE | Siemens ITS/ Eagle | CTL-SIG | EPAC M-42 |  | DeviceMaster DB9M 8-Port
EAGLE06 | EAGLE | Siemens ITS/ Eagle | CTL-SIG | EPAC M-50 |  | DeviceMaster PRO
EAGLE07 | EAGLE | Siemens ITS/ Eagle | CTL-SIG | EPAC M-51 |  | DeviceMaster PRO Series
EAGLE08 | EAGLE | Siemens ITS/ Eagle | CTL-SIG | EPAC M-52 |  | DeviceMaster RTS
EAGLE09 | EAGLE | Siemens ITS/ Eagle | CTL-SIG | EPAC3108M52 |  | DeviceMaster RTS 1-Port DB9
EAGLE10 | EAGLE | Siemens ITS/ Eagle | CTL-SIG | EPAC3808M42 |  | DeviceMaster RTS 2-Port 1E
EAGLE11 | EAGLE | Siemens ITS/ Eagle | CTL-SIG | EPAC3808M52 |  | DeviceMaster RTS 2-Port 2E
ECONO209 | ECONO2 | Econolite | CTL-SIG | KMC-10000 |  | DeviceMaster RTS 4-Port DB9
TCTP02 | TCTP | Traffic Control Tech./Peek | CTL-SIG | LMD 8000 |  | DeviceMaster RTS Series
TCTP03 | TCTP | Traffic Control Tech./Peek | CTL-SIG | LMD 9200 |  | DeviceMaster UP D89M 2-Port 1E
PEEK205 | PEEK1 | Peek | CTL-SIG | LMD 9213A-22 |  | DeviceMaster UP DB9M 2-Port 1E
TCTP01 | TCTP | Traffic Control Tech./Peek | CTL-SIG | M100 |  | DeviceMaster UP DB9M 4-Port 1E
PEEK109 | PEEK1 | Peek | CTL-SIG | M3000 |  | DM WB-F58AC
PEEK110 | PEEK1 | Peek | CTL-SIG | M3000E |  | DM-2202
EAGLE15 | EAGLE | Siemens ITS/ Eagle | CTL-SIG | M60 Series |  | DM-IO-900-S0808
EAGLE12 | EAGLE | Siemens ITS/ Eagle | CTL-SIG | MARC 360 |  | DMP-5000
IDCP03 | IDCP | Intersection Dev. Corp./Peek | CTL-SIG | Matrix 2070 |  | DMU703
PEEK204 | PEEK1 | Peek | CTL-SIG | MDM 100 |  | DNX-11
TCTP05 | TCTP | Traffic Control Tech./Peek | CTL-SIG | MDM Series |  | Double Diamond
PEEK111 | PEEK1 | Peek | CTL-SIG | Multisonics 820 |  | D-PK-NETGD-12021
PEEK112 | PEEK1 | Peek | CTL-SIG | Multisonics 870 |  | DR1500AM
PEEK113 | PEEK1 | Peek | CTL-SIG | Traconex 390CJ |  | DRTXM3
TCP04 | TCP | Transyt Corporation/Peek | CTL-SIG | Unknown |  | DRTXM4
TCTP06 | TCTP | Traffic Control Tech./Peek | CTL-SIG | Unknown |  | DRWX1
UNK15 | UNK15 | Unknown | CTL-SIG | Unknown |  | DVM EXCELL
EAGLE13 | EAGLE | Siemens ITS/ Eagle | CTL-SIG | Unknown |  | DVM XT
ECONO210 | ECONO2 | Econolite | CTL-SIG | Unknown |  | DVM10-8T
IDCP04 | IDCP | Intersection Dev. Corp./Peek | CTL-SIG | Unknown |  | DVM6-45 Repeater
MCAIN05 | MCAIN | McCain | CTL-SIG | Unknown |  | DVM6-45 Terminal
NZTEC113 | NZTEC1 | Naztec | CTL-SIG | Unknown |  | DX40-01-H-D
PEEK114 | PEEK1 | Peek | CTL-SIG | Unknown |  | E-1DB
SAFETN05 | SAFETN | Safetran | CTL-SIG | Unknown |  | E2
INTLT002 | INTLT | InteLight | CTL-SIG | X3 |  | E3
INTLT001 | INTLT | InteLight | CTL-SIG | X3-1 |  | EASI MPC D Series
MCAIN06 | MCAIN | McCain | CTL-SIG | XATC eX Type 1 |  | EASI MPX D8
MCAIN07 | MCAIN | McCain | CTL-SIG | XATC eX Type 2 |  | EB-6 Plus
ITERIS03 | ITERISTT | Iteris | CTL-TTS | Vantage Velocity |  | EC100
ROHN101 | ROHN1 | Rohn | CTL-TWRL | A3LCA |  | ED3141-00B
TWR101 | TWR1 | TWR | CTL-TWRL | E-1DB |  | EKI-1522CI
TWR102 | TWR1 | TWR | CTL-TWRL | E2 |  | EKI-2541SI
TWR103 | TWR1 | TWR | CTL-TWRL | E3 |  | EKI-7710E
FLASHTCH03 | FLASHTCH | Flash Technology | CTL-TWRL | FTB 301-4 |  | EKI-772
R3AFLG01 | R3AFLG | R3A Fuelgraff | CTL-TWRL | Honeywell Flashguard 2000 |  | EL1500C
R3AFLG02 | R3AFLG | R3A Fuelgraff | CTL-TWRL | Honeywell Flashguard 3000 |  | EL900
FLASHTCH02 | FLASHTCH | Flash Technology | CTL-TWRL | PC 310 |  | Elite RPU
FLASHTCH01 | FLASHTCH | Flash Technology | CTL-TWRL | PC 312-3E |  | Elite RWIS
FLASHTCH05 | FLASHTCH | Flash Technology | CTL-TWRL | PC 324-1A |  | Encompass 5
FLASHTCH04 | FLASHTCH | Flash Technology | CTL-TWRL | PC 324-1E |  | Encompass 6 - E6/19105-01
TWR104 | TWR1 | TWR | CTL-TWRL | Unknown |  | Endura ENC5300
FLASHTCH06 | FLASHTCH | Flash Technology | CTL-TWRL | Unknown |  | EPAC M-40
R3AFLG03 | R3AFLG | R3A Fuelgraff | CTL-TWRL | Unknown |  | EPAC M-42
ROHN102 | ROHN1 | Rohn | CTL-TWRL | Unknown |  | EPAC M-50
SENSYS001 | SENSYS | Sensys Networks | CTL-VDS | APCC |  | EPAC M-51
ECONO216 | ECONO1 | Econolite | CTL-VDS | Autoscope ENCORE |  | EPAC M-52
AUTSCP01 | AUTSCP | Autoscope | CTL-VDS | Autoscope RackVision Terra |  | EPAC3108M52
ECONO101 | ECONO1 | Econolite | CTL-VDS | Autoscope Solo TIP |  | EPAC3808M42
AUTSCP02 | AUTSCP | Autoscope | CTL-VDS | Comm Manager |  | EPAC3808M52
MIOVIS001 | MIOVIS | Miovision | CTL-VDS | Core DCM |  | ER1500C
SENSIT01 | SENSIT | Sensit | CTL-VDS | Gateway |  | ES42PR-2SC-24VDC
GSMRT01 | GRIDSMTC | GRIDSMART Technologies | CTL-VDS | GS-2 |  | ET1500C
RTHYM001 | RYTHM | RHYTHM Engineering | CTL-VDS | InSync Processor 330s |  | ET1543C
RYTHM002 | RYTHM | RHYTHM Engineering | CTL-VDS | InSync Processor NEMA |  | EX73302
ONLGC001 | ONLGC | ONLOGIC | CTL-VDS | Karbon 700-SE |  | EX96008-00-1-A
NEDAP01 | NEDAP | Nedap | CTL-VDS | Sensit Gateway |  | EXCELL
WVTRX01 | WVTRX | Wavetronix | CTL-VDS | SmartSensor |  | Expanse ARC
WVTRX02 | WVTRX | Wavetronix | CTL-VDS | SmartSensor HD |  | Expresso 9808S
WVTRX03 | WVTRX | Wavetronix | CTL-VDS | SmartSensor V |  | FCU 500-071
DIG07 | DIGIVDS | DIGI | CTL-VDS | Unknown |  | Flash Max Fiber 600
TRFCN01 | TRFCN | Traficon | CTL-VDS | Unknown |  | FOSTCDR-INV
UNK14 | UNK14 | Unknown | CTL-VDS | Unknown |  | FP1000
WVTRX05 | WVTRX | Wavetronix | CTL-VDS | Unknown |  | FP10000
ECONO102 | ECONO1 | Econolite | CTL-VDS | Unknown |  | FP9600
EIS01 | EIS | EIS | CTL-VDS | Unknown |  | FTB 301-4
ISS0101 | ISS02 | Image Sensing Systems | CTL-VDS | Unknown |  | FVR1014M1
ITERIS01 | ITERIS | Iteris | CTL-VDS | Unknown |  | FVR1014S1
NRTEC01 | NRTEC | Nortech | CTL-VDS | Unknown |  | FVT1014M1
NZTEC201 | NZTEC2 | Naztec | CTL-VDS | Unknown |  | FVT1014S1
PEEK01 | PEEK2 | Peek | CTL-VDS | Unknown |  | Gateway
ITERIS02 | ITERIS | Iteris | CTL-VDS | Vantage Edge2 |  | GC-CM-08H
PEEK201 | PEEK2 | Peek | CTL-VDS | VideoTrak (4) |  | GC-CM-10H
PEEK202 | PEEK2 | Peek | CTL-VDS | VideoTrak-IQ (4) |  | GC-CM-12H
TRFCN02 | TRFCN | Traficon | CTL-VDS | VIP3D |  | GC-CM-16H
NZTEC202 | NZTEC2 | Naztec | CTL-VDS | VU COM |  | GC-CM-8H
KKSI01 | KKSI | K&K Systems | CTL-WB | CrossTalk |  | GC-CM-XXH Series
SSI201 | SSI2 | Solid State Instruments (SSI) | CTL-WB | NRF4071E |  | Giga-MiniMc / 856-10732
UNK08 | UNK08 | Unknown | CTL-WB | Unknown |  | Giga-MiniMc / 856-10747
VIDEX01 | VIDEX | Videx | CYBERHUB | AH-N1 |  | GM40165
VIDEX02 | VIDEX | Videx | CYBERHUB | AK-01 |  | GPS-1
COHU104 | COHU1 | Cohu | DECO | 9305-0100 |  | GS2
COHU103 | COHU1 | Cohu | DECO | 9305-0300 |  | GS-2
AMDYN101 | AMDYN1 | American Dynamics | DECO | ADEIP4 |  | GS3
TELST02 | TELST | Teleste | DECO | EASI MPC D Series |  | GS605
TELST03 | TELST | Teleste | DECO | EASI MPX D8 |  | GSM 2538-01
GVCOMM02 | GVCOMM | GovComm | DECO | GC-CM-08H |  | H.CON/T
GVCOMM04 | GVCOMM | GovComm | DECO | GC-CM-10H |  | H264-ENCDR
GVCOMM05 | GVCOMM | GovComm | DECO | GC-CM-12H |  | HC010HP23B100CR1
GVCOMM06 | GVCOMM | GovComm | DECO | GC-CM-16H |  | Honeywell Flashguard 2000
GVCOMM03 | GVCOMM | GovComm | DECO | GC-CM-8H |  | Honeywell Flashguard 3000
GVCOMM01 | GVCOMM | GovComm | DECO | GC-CM-XXH Series |  | HotPort 6000
IMPTH01 | IMPTH | iMPath | DECO | i1000-D |  | HotPort 6202
IMPTH02 | IMPTH | iMPath | DECO | i5110-D |  | HotPort 6206
COHU101 | COHU1 | Cohu | DECO | i-Linx 9900 |  | HotPort 7000
TELST04 | TELST | Teleste | DECO | IPD301XXXA |  | HotPort 7020
VICON101 | VICON1 | Vicon | DECO | KRX-3 |  | i1000D
PELCO101 | PELCO1 | Pelco | DECO | NET 5300 |  | i1000-D
PELCO102 | PELCO1 | Pelco | DECO | NET5301R |  | i4000 Series
SONY1 | SONY1 | Sony | DECO | Unknown |  | i4022
TELST01 | TELST | Teleste | DECO | Unknown |  | i4100
UNK09 | UNK09 | Unknown | DECO | Unknown |  | i4110
VBRCK01 | VBRCK2 | Vbrick | DECO | Unknown |  | i4222
VICON102 | VICON1 | Vicon | DECO | Unknown |  | i5110-D
VIDLM101 | VIDLM1 | Videolarm | DECO | Unknown |  | i5110-ET
VICON103 | VICON1 | Vicon | DECO | Unknown |  | i5111-ET
AMDYN102 | AMDYN1 | American Dynamics | DECO | Unknown |  | IBR1700
BOSCH101 | BOSCH1 | Bosch | DECO | Unknown |  | IC300
COHU102 | COHU1 | Cohu | DECO | Unknown |  | ICCU-S2
IMPATH01 | IMPTH | iMPath | DECO | Unknown |  | ICDM-RX/TCP-2S/RJ45-DIN
PANSN101 | PANSN1 | Panasonic | DECO | Unknown |  | ICS-2100
PELCO103 | PELCO1 | Pelco | DECO | Unknown |  | ICX 7150-C12P
PENTAX101 | PENTAX1 | Pentax | DECO | Unknown |  | ICX-7250-24
CORTEC03 | CORTEC2 | CoreTec Communications | DECO | VCX2400-D-H |  | ICX-7550-24F
BOSCH102 | BOSCH1 | Bosch | DECO | VIP X1600 XFMD |  | ICX-7550-48F
PANSN102 | PANSN1 | Panasonic | DECO | WJ-GXD 400 |  | ICX-7550-48P
DSM015 | DS004 | Advantech B+B SmartWorx | DEVICSRV | BB-VESR902 |  | IDentity FleX Traffic Probe
DSM004 | DS003 | Wavetronix | DEVICSRV | Click 301 |  | IDI 1600
DSM005 | DS003 | Wavetronix | DEVICSRV | Click 512 |  | IE-Giga-MiniMc
DSM016 | DS003 | Wavetronix | DEVICSRV | Click 650 |  | IE-Giga-MiniMc SM1310-SC
DSM025 | DS003 | Wavetronix | DEVICSRV | Click 656 |  | IE-Media Chasis/2-AL
DSM011 | DS002 | Comtrol | DEVICSRV | DeviceMaster PRO Series |  | IE-MiniMc / 854-19725
DSM008 | DS002 | Comtrol | DEVICSRV | DeviceMaster RTS 1-Port DB9 |  | IE-MiniMc / 855-19725
DSM003 | DS002 | Comtrol | DEVICSRV | DeviceMaster RTS 2-Port 2E |  | IE-Multiway / 858-11121
DSM009 | DS002 | Comtrol | DEVICSRV | DeviceMaster RTS 4-Port DB9 |  | IFL-M100C
DSM010 | DS002 | Comtrol | DEVICSRV | DeviceMaster RTS Series |  | i-Linx 9900
DSM014 | DS002 | Comtrol | DEVICSRV | DM-2202 |  | IM-1
DSM012 | DS005 | MOXA | DEVICSRV | NPort 6000 Series |  | Indoor
DSM013 | DS005 | MOXA | DEVICSRV | NPort 6250-T |  | InSync Processor 330s
DSM001 | DS001 | EtherWAN | DEVICSRV | TS950RJ |  | InSync Processor NEMA
DSM018 | DS004 | Advantech B+B SmartWorx | DEVICSRV | VESR902T |  | Intelliconnect EDGE
DSM006 | DS004 | Advantech B+B SmartWorx | DEVICSRV | VLINX VES Series |  | IPD301XXXA
DSM017 | DS007 | WTI | DEVICSRV | WTI-POE-I |  | IPE301
DSM019 | DS008 | Control by Web | DEVICSRV | X-310-24I |  | IPn920T-IP67
DSM020 | DS008 | Control by Web | DEVICSRV | X-310-I |  | IPOE-270-12V
DSM023 | DS008 | Control by Web | DEVICSRV | X-310S-I |  | IPR110 Plus
DSM024 | DS008 | Control by Web | DEVICSRV | X-WR-1R12-1IE |  | ITS-0066
DSM022 | DS008 | Control by Web | DEVICSRV | X-WR-1R12-1I-I |  | ITS-2909
DSM021 | DS008 | Control by Web | DEVICSRV | X-WR-4R3-I |  | ITS6000
BIRD01 | BIRDTECH | Bird Technologies | DUPLEXER | 28-37-06C |  | ITS-8012-24
TRSYS0105 | TRSYS01 | TX RX Systems | DUPLEXER | 28-88-92206 |  | ITS-8012-24+
TLWAVE02 | TLWAVE01 | Telwave | DUPLEXER | TPRD-1554 |  | ITS-8040
TLWAVE03 | TLWAVE01 | Telwave | DUPLEXER | Unknown |  | ITS-8042
TRSYS0103 | TRSYS01 | TX RX Systems | DUPLEXER | Unknown |  | ITS-8042+
TRSYS0102 | TRSYS01 | TX RX Systems | DUPLEXER | Vary Notch 28-14-01F |  | I-volution 4100
TRSYS0101 | TRSYS01 | TX RX Systems | DUPLEXER | Vary Notch 28-70-02A |  | Karbon 700-SE
TRSYS0104 | TRSYS01 | TX RX Systems | DUPLEXER | Vary Notch 28-70-72A |  | KMC-10000
WAVEEL01 | WAVEEL | Wavetronix | ELOGGER | Click 514 |  | KRX-3
VBK02 | VBRICK | Vbrick | ENCO | 9170 |  | KTX-4
VBK06 | VBRICK | Vbrick | ENCO | 6000 Series |  | LBH100A-H-SC
COHU205 | COHU2 | Cohu | ENCO | 7412007-003 |  | LBH100A-H-SSC
VBK01 | VBRICK | Vbrick | ENCO | 9110-5200-0003R |  | LBH100A-H-ST
VB001 | VBRICK | Vbrick | ENCO | 9170-4200-0002 |  | LCOM
VBK03 | VBRICK | Vbrick | ENCO | 9170-4200-0003 |  | LEDR 900S 960MHz
VBK05 | VBRICK | Vbrick | ENCO | 9174-4200-0002 |  | LGC121A-R2
COHU204 | COHU2 | Cohu | ENCO | 9305-0100 |  | LGC321A-R2
COHU203 | COHU2 | Cohu | ENCO | 9305-0300 |  | LMD 8000
AMDYN201 | AMDYN2 | American Dynamics | ENCO | ACD-3100 |  | LMD 9200
TKH01 | TKHSS | TKH Security Solutions | ENCO | C-60 E-MC |  | LMD 9213A-22
TKH03 | TKHSS | TKH Security Solutions | ENCO | C-60 E-MC-/SA |  | M100
PELCO201 | PELCO2 | Pelco | ENCO | Endura ENC5300 |  | M3000
VICON201 | VICON2 | Vicon | ENCO | H264-ENCDR |  | M3000E
IMP01 | IMPATH | iMPath | ENCO | i1000D |  | M60 Series
IMP05 | IMPATH | iMPath | ENCO | i4000 Series |  | M7001
IMP06 | IMPATH | iMPath | ENCO | i4022 |  | Magnum CS14
IMP09 | IMPATH | iMPath | ENCO | i4100 |  | Magnum CS14H
IMP03 | IMPATH | iMPath | ENCO | i4110 |  | Magnum CS14P
IMP07 | IMPATH | iMPath | ENCO | i4222 |  | Magnum CSN14P
IMP02 | IMPATH | iMPath | ENCO | i5110-ET |  | Magnum DX40
IMP10 | IMPATH | iMPath | ENCO | i5111-ET |  | Magnum S14P
COHU201 | COHU2 | Cohu | ENCO | i-Linx 9900 |  | MARC 360
TEL0201 | TELEST | Teleste | ENCO | IPE301 |  | Matrix 2070
IMP04 | IMPATH | iMPath | ENCO | I-volution 4100 |  | MC-1000
VICON202 | VICON2 | Vicon | ENCO | KTX-4 |  | MC3000-A
AXIXM01 | AXIS01 | Axis | ENCO | M7001 |  | MDM 100
TEL0403 | TELEST | Teleste | ENCO | MPC E Series |  | MDM Series
TEL01 | TELEST | Teleste | ENCO | MPC-E1 |  | MDS LEDR 900S
TEL0401 | TELEST | Teleste | ENCO | MPC-E2 |  | MIC-710AIX
TEL0402 | TELEST | Teleste | ENCO | MPC-E4 |  | ML688
PELCO204 | PELCO2 | Pelco | ENCO | Net 350 |  | MPC E Series
PELCO202 | PELCO2 | Pelco | ENCO | NET5301T |  | MPC-E1
TKH02 | TKHSS | TKH Security Solutions | ENCO | S-64 E vT2 |  | MPC-E2
SONY201 | SONY2 | Sony | ENCO | SNTEX101 |  | MPC-E4
SONY202 | SONY2 | Sony | ENCO | SNTEX104 |  | MPT-HC-HQAM
SONY203 | SONY2 | Sony | ENCO | Unknown |  | MPT-HLC Plus
TEL0302 | TELEST | Teleste | ENCO | Unknown |  | MSS-0 w/ MPT-HC-HQAM
UNK10 | UNK10 | Unknown | ENCO | Unknown |  | MSS-0 w/9500MPT-HC HQAM
VBK04 | VBRICK | Vbrick | ENCO | Unknown |  | Multiservice Switch 15000
VICON203 | VICON2 | Vicon | ENCO | Unknown |  | Multisonics 820
VIDLM201 | VIDLM2 | Videolarm | ENCO | Unknown |  | Multisonics 870
AMDYN202 | AMDYN2 | American Dynamics | ENCO | Unknown |  | MultiVOIP FX
BOSCH201 | BOSCH2 | Bosch | ENCO | Unknown |  | MVP210
COHU202 | COHU2 | Cohu | ENCO | Unknown |  | MVP410
IMP08 | IMPATH | iMPath | ENCO | Unknown |  | MXC-2002
PANSN201 | PANSN2 | Panasonic | ENCO | Unknown |  | NanoBeam NBE-5AC-GEN2
PELCO203 | PELCO2 | Pelco | ENCO | Unknown |  | NanoStation M (NSM5)
PENTAX201 | PENTAX2 | Pentax | ENCO | Unknown |  | Net 350
CORTEC02 | CORTEC | CoreTec Communications | ENCO | VCX2400-E-H |  | NET 5300
CORTEC04 | CORTEC | CoreTec Communications | ENCO | VCX6400-E-H |  | NET5301R
CORTEC01 | CORTEC | CoreTec Communications | ENCO | VCX-7401 |  | NET5301T
GEMD001 | GESCRTY | IFS | ENCO | VDR14330WDM |  | NetGuardian 832A
BOSCH203 | BOSCH2 | Bosch | ENCO | VideoJet_10 |  | NetGuardian 832A G5
BOSCH202 | BOSCH2 | Bosch | ENCO | VIP X1600 XFM4 |  | NEXT-CCU-SM4-TS2
PANSN202 | PANSN2 | Panasonic | ENCO | WJ-GXE 500 |  | Nport
PATTON03 | PATTON | Patton | ESR | 2603 |  | NPort 5100
PATTON02 | PATTON | Patton | ESR | 2884 |  | NPort 5110
NORTEL13 | NORTEL | Nortel | ESR | 8600 |  | NPort 5110-T
NORTEL05 | NORTEL | Nortel | ESR | 34010-S |  | NPort 6000 Series
NOKMD001 | NOKM001 | Nokia | ESR | 7705-SAR18 |  | NPort 6250-T
NOKMD002 | NOKM001 | Nokia | ESR | 7705-SAR-H |  | NPort IA 5250
930L | RUGCOM | Siemens | ESR | 930L |  | NRF4071E
NORTEL11 | NORTEL | Nortel | ESR | AF0002A04 |  | NTP100-GPS-A
NORTEL02 | NORTEL | Nortel | ESR | AF0002X16 |  | NXU-2A
NORTEL01 | NORTEL | Nortel | ESR | AL2001016 |  | PBT-SCMini-Plus
NORTEL06 | NORTEL | Nortel | ESR | AL2012E41-E5 |  | PC 310
NORTEL09 | NORTEL | Nortel | ESR | Business Policy Switch 2000 |  | PC 312-3E
CISCO01 | CISCO1 | Cisco | ESR | Catalyst 2955 |  | PC 324-1A
CISCO02 | CISCO1 | Cisco | ESR | Catalyst 3750 |  | PC 324-1E
NORTEL03 | NORTEL | Nortel | ESR | CG1001A06 |  | Pepwave MAX BR-1 Mini
COMNET01 | COMNET | Comnet | ESR | CNGE11FX3TX8M |  | PMPF-1PF
NORTEL12 | NORTEL | Nortel | ESR | Contivity 1100 |  | PMU701-J
ESR005 | ADTECHBB | Advantech B+B | ESR | EKI-2541SI |  | POE-SWITCH1008-SOLAR
ESR004 | ADTECHBB | Advantech B+B | ESR | EKI-7710E |  | PortServer TS
ESR001 | ADTECHBB | Advantech B+B | ESR | EKI-772 |  | PortServer TS 1 H MEI
ETHWAN07 | ETHWAN2 | EtherWAN | ESR | EX73302 |  | PortServer TS 2 MEI
ETHWAN03 | ETHWAN2 | EtherWAN | ESR | EX96008-00-1-A |  | PortServer TS 4
ETHWAN02 | ETHWAN2 | EtherWAN | ESR | Expresso 9808S |  | PortServer TS 4 MEI
RUCKUS001 | RUCKUS | Ruckus (CommScope) | ESR | ICX-7550-24F |  | PortServer TS Hcc Mei
RUCKUS003 | RUCKUS | Ruckus (CommScope) | ESR | ICX-7550-48F |  | PortServer TS16
RUCKUS002 | RUCKUS | Ruckus (CommScope) | ESR | ICX-7550-48P |  | PortServer TS8
ITSESR004 | ITSESESR | ITS Express | ESR | ITS-8012-24 |  | PortSever TS H MEI
ITSER004 | ITSESESR | ITS Express | ESR | ITS-8012-24+ |  | PortSever TS4H
ITSESR002 | ITSESESR | ITS Express | ESR | ITS-8042 |  | QB-10150S
ITSESR003 | ITSESESR | ITS Express | ESR | ITS-8042+ |  | QDC HAR 100
ACTMD002 | ACTM002 | Actelis | ESR | ML688 |  | QUEST 100 FM
NORTEL10 | NORTEL | Nortel | ESR | Multiservice Switch 15000 |  | Quickbridge 10100L Series
INO01 | LINOVIS | Linovision | ESR | POE-SWITCH1008-SOLAR |  | RBS-CB 1.0
LINOVIS001 | LINOVIS | Linovision | ESR | POE-Switch1008-Solar |  | RocketLinx ES8510-XT
ESR006 | COMTROL | Comtrol | ESR | RocketLinx ES8510-XT |  | RocketLinx MC5001 SM
RS900G | RUGCOM | Siemens | ESR | RS900G |  | RocketLinx MC7001 SM
SIEMEN02 | RUGCOM | Siemens | ESR | RST916C |  | RPU-70130002
OPTIMA01 | OPTIMA | Optima Tele.com | ESR | T:LAN NetPro |  | RS400
TELCO01 | TELCOSYS | Telco Systems | ESR | T-Metro |  | RS900G
PATTON01 | PATTON | Patton | ESR | Unknown |  | RST916C
OPTIMA02 | OPTIMA | Optima Tele.com | ESR | Unknown |  | RTS 2-Port 1E
NORTEL04 | NORTEL | Nortel | ESR | Unknown |  | RTS-2P
APRISA01 | APRISA | Aprisa | ESR | Unknown |  | RW-2049-0200
ITSESR001 | ITSESESR | ITS Express | ESR | VC-100 |  | RW-2049-B150
DIGIMD002 | DIGIESR | DIGI | ESR | WR21 |  | RW-2049-B350
DIGIMD003 | DIGIESR | DIGI | ESR | WR21-L52A-DE1-TA |  | RWS110
APRISA02 | APRISA | Aprisa | ESR | XE900-200-4B |  | RWS220
NITEK05 | NITEK01 | Nitek | ETHREXT | ER1500C |  | RX GLENAYRE RL70
JPSIS001 | JPSIS | JPS Interoperability Solutions | ETHREXT | NXU-2A |  | S-64 E vT2
VACITY002 | VACITY | Veracity | ETHREXT | VLS-1N-L |  | SatLink 3 Logger/Transmitter
VACITY001 | VACITY | Veracity | ETHREXT | VOR-ORM-GXT |  | SCU6
NORTEL08 | NORTEL02 | Nortel | HUB | Baystack 106 |  | SENSE Series
TRNET01 | TRNET | Transition Networks | MECV | 10/100 TX |  | Sensit Gateway
BBELE04 | BBELE | B+B SmartWorx | MECV | 125MA FUSE |  | SMARTFLEX
BBELE05 | BBELE | B+B SmartWorx | MECV | 485DRCI-PH |  | SmartLink
BBELE03 | BBELE | B+B SmartWorx | MECV | 4WSD9R |  | SmartSensor
LARUS01 | LARUS | Larus | MECV | 5800-1 |  | SmartSensor HD
LARUS02 | LARUS | Larus | MECV | 5800-3 |  | SmartSensor V
INTELD03 | INTELLT | Intellinet | MECV | 5-Port Fast |  | SN4524/2JS2JO/EUI
OMNITRON01 | OMNITRON | Omnitron Systems | MECV | 8247-311 |  | SN-6921-VZ
ARDAX01 | ARDAX | Ardax | MECV | ASD-622000 |  | SNTEX101
BAYNET02 | BAYNET | Bay Networks | MECV | CG1007002 |  | SNTEX104
CNET07 | CNET | Comnet | MECV | CLFE1EOU |  | SNV-12
CNET01 | CNET | Comnet | MECV | CLRFE1POEU |  | SP-200-12
LANTECH01 | LANTECH | Lantech | MECV | CM-011-SC |  | STS 5800
LANTECH02 | LANTECH | Lantech | MECV | CM-SC100L |  | SuperGoose II
CNET08 | CNET | Comnet | MECV | CNFE1003 |  | SW-508
CNET06 | CNET | Comnet | MECV | CNFE1003SAC2-M |  | SX3-1021A-US
GRTCOM04 | GRTCOM | GarrettCom | MECV | CS14P |  | T:LAN NetPro
GRTCOM07 | GRTCOM | GarrettCom | MECV | CS14PR-SC-24VDC |  | T8154 60W SFP Midspan
MONICO01 | MONICO | Monico | MECV | CSMSTRGU |  | TCS-1200-CITS
DPSTEL01 | DPSTEL | DPS Telecom | MECV | D-PK-NETGD-12021 |  | TKR-840
ETHWAN04 | ETRWAN | EtherWAN | MECV | ED3141-00B |  | T-Metro
NITEK04 | NITEK | Nitek | MECV | EL1500C |  | TPRD-1554
ETHWAN05 | ETRWAN | EtherWAN | MECV | EL900 |  | Traconex 390CJ
GRTCOM08 | GRTCOM | GarrettCom | MECV | ES42PR-2SC-24VDC |  | Transport WR21
NITEK03 | NITEK | Nitek | MECV | ET1500C |  | TS950RJ
NITEK02 | NITEK | Nitek | MECV | ET1543C |  | Tsunami 5054-QB-BSUR
BBELE06 | BBELE | B+B SmartWorx | MECV | FOSTCDR-INV |  | Tsunami 5054-QB-SUR
CNET02 | CNET | Comnet | MECV | FVR1014M1 |  | Tsunami GX-90-ODU
CNET03 | CNET | Comnet | MECV | FVR1014S1 |  | Tsunami MP11 2411-RSU
CNET04 | CNET | Comnet | MECV | FVT1014M1 |  | Tsunami MP11 BSU
CNET05 | CNET | Comnet | MECV | FVT1014S1 |  | Tsunami MP11 RSU
BBELE07 | BBELE | B+B SmartWorx | MECV | Giga-MiniMc / 856-10732 |  | Tsunami MP11 SU
BBELE08 | BBELE | B+B SmartWorx | MECV | Giga-MiniMc / 856-10747 |  | Tsunami MP11-2454-R
NETGEAR01 | NETGEAR | Netgear | MECV | GS605 |  | Tsunami QB-8250-EPR
FBLAN01 | FBLAN | FibroLan | MECV | H.CON/T |  | TU8003
PLANMC01 | PLANET | PLANET Networking & Communications | MECV | ICS-2100 |  | TX QT4201
BBELE02 | BBELE | B+B SmartWorx | MECV | IE-Giga-MiniMc |  | TX54
BBELE12 | BBELE | B+B SmartWorx | MECV | IE-Giga-MiniMc SM1310-SC |  | UDS2100
IMCNET01 | IMCNET | IMC Networks | MECV | IE-Media Chasis/2-AL |  | UHF
BBELE09 | BBELE | B+B SmartWorx | MECV | IE-MiniMc / 854-19725 |  | Unknown
BBELE10 | BBELE | B+B SmartWorx | MECV | IE-MiniMc / 855-19725 |  | Vantage Edge2
BBELE11 | BBELE | B+B SmartWorx | MECV | IE-Multiway / 858-11121 |  | Vantage Next
LINK01 | LINKPRO | LinkPro | MECV | IFL-M100C |  | Vantage Velocity
BBOX01 | BBOX | Black Box | MECV | LBH100A-H-SC |  | Vary Notch 28-14-01F
BBOX02 | BBOX | Black Box | MECV | LBH100A-H-SSC |  | Vary Notch 28-70-02A
BBOX03 | BBOX | Black Box | MECV | LBH100A-H-ST |  | Vary Notch 28-70-72A
BBOX04 | BBOX | Black Box | MECV | LGC121A-R2 |  | VC-100
BBOX05 | BBOX | Black Box | MECV | LGC321A-R2 |  | VCX2400-D-H
GRTCOM11 | GRTCOM | GarrettCom | MECV | Magnum CS14 |  | VCX2400-E-H
GRTCOM02 | GRTCOM | GarrettCom | MECV | Magnum CS14H |  | VCX6400-E-H
GRTCOM10 | GRTCOM | GarrettCom | MECV | Magnum CS14P |  | VCX-7401
GRTCOM01 | GRTCOM | GarrettCom | MECV | Magnum CSN14P |  | VDR14330WDM
GRTCOM03 | GRTCOM | GarrettCom | MECV | Magnum S14P |  | VDR24
ITSEXP03 | ITSEXPMC | ITS Express | MECV | MC-1000 |  | VersaT1lity
5001 | COTCP | Comtrol | MECV | RocketLinx MC5001 SM |  | VESP211
7001 | COTCP | Comtrol | MECV | RocketLinx MC7001 SM |  | VESR902T
AXISMC01 | AXISMC | Axis Communications | MECV | T8154 60W SFP Midspan |  | VFC
MONICO02 | MONICO | Monico | MECV | Unknown |  | VFC-2000
ETHWAN06 | ETRWAN | EtherWAN | MECV | Unknown |  | VFC-3000
GENERIC01 | GENERIC | generic | MECV | Unknown |  | VideoJet_10
UNK11 | UNK11 | Unknown | MECV | Unknown |  | VideoTrak (4)
OMNITRON02 | OMNITRON | Omnitron Systems | MECV | Unknown |  | VideoTrak-IQ (4)
BAYNET03 | BAYNET | Bay Networks | MECV | Unknown |  | VIP X1600 XFM4
DPSTEL02 | DPSTEL | DPS Telecom | MECV | Unknown |  | VIP X1600 XFMD
ARDAX02 | ARDAX | Ardax | MECV | Unknown |  | VIP3D
LARUS03 | LARUS | Larus | MECV | Unknown |  | VIP4900-ANT
NETGEAR02 | NETGEAR | Netgear | MECV | Unknown |  | VIP5800-MIMO-ANT
BBELE01 | BBELE | B+B SmartWorx | MECV | Unknown |  | VISION 21 Console
CBISYS2 | CBISYS | CBI Systems | MECV | Unknown |  | VLINX VES Series
COTCP | COTCP | Comtrol | MECV | Unknown |  | VLS-1N-L
GRTCOM06 | GRTCOM | GarrettCom | MECV | Unknown |  | VOR-ORM-GXT
BBELE13 | BBELE | B+B SmartWorx | MECV | VESP211 |  | VRack1-TS1
OPTEL001 | OPTELCOM | Optelecom-NKF | MECV | XSNET SW/SA |  | VTrack-TS1
CARACC02 | CARACC | Carrier Access | MUX | CD99-1396 |  | VU COM
EASTRES2 | EASTRES1 | Eastern Research | MUX | DNX-11 |  | WideBank 28
CARACC03 | CARACC | Carrier Access | MUX | Unknown |  | WJ-GXD 400
HARRMX02 | HARRIS2 | Harris | MUX | Unknown |  | WJ-GXE 500
HARRMX01 | HARRIS2 | Harris | MUX | VersaT1lity |  | WOP-2000G-N2AE
CARACC01 | CARACC | Carrier Access | MUX | WideBank 28 |  | WR21
500211 | COTCP2 | Comtrol | PTS | 5002111 |  | WR21-L52A-DE1-TA
LUFFTD01 | LUFFT01 | Lufft | PTS | 8160.UISO |  | WTI-POE-I
COTCP204 | COTCP2 | Comtrol | PTS | DeviceMaster DB9M 8-Port |  | X3
MPRO | COTCP2 | Comtrol | PTS | DeviceMaster PRO |  | X-301-I
MRTS | COTCP2 | Comtrol | PTS | DeviceMaster RTS |  | X3-1
RTS2P1E | COTCP2 | Comtrol | PTS | DeviceMaster RTS 2-Port 1E |  | X-310-24I
MUPD892P | COTCP2 | Comtrol | PTS | DeviceMaster UP D89M 2-Port 1E |  | X-310-I
MUPDB92P | COTCP2 | Comtrol | PTS | DeviceMaster UP DB9M 2-Port 1E |  | X-310S-I
MUPDB94P | COTCP2 | Comtrol | PTS | DeviceMaster UP DB9M 4-Port 1E |  | XATC eX Type 1
GRTCOM05 | GRTCOM1 | GarrettCom | PTS | DX40-01-H-D |  | XATC eX Type 2
BBELE203 | BBELE2 | Advantech B+B SmartWorx | PTS | EKI-1522CI |  | XE900-200-4B
ITSEXP02 | ITSEXP | ITS Express | PTS | ITS-2909 |  | XN-1
GRTCOM12 | GRTCOM1 | GarrettCom | PTS | Magnum DX40 |  | XN-2
MOX06 | MOXA | MOXA | PTS | Nport |  | XSNET SW/SA
MOX05 | MOXA | MOXA | PTS | NPort 5100 |  | X-WR-10R12-IP
MOX02 | MOXA | MOXA | PTS | NPort 5110 |  | X-WR-1R12-1IE
MOX03 | MOXA | MOXA | PTS | NPort 5110-T |  | X-WR-1R12-1I-I
MOX01 | MOXA | MOXA | PTS | NPort IA 5250 |  | X-WR-4R3-I
DIG04 | DIGI | DIGI | PTS | PortServer TS |  | (blank)
DIG08 | DIGI | DIGI | PTS | PortServer TS 1 H MEI
DIG03 | DIGI | DIGI | PTS | PortServer TS 2 MEI
DIG11 | DIGI | DIGI | PTS | PortServer TS 4 |  |  | DELETE
DIG01 | DIGI | DIGI | PTS | PortServer TS 4 MEI
DIG10 | DIGI | DIGI | PTS | PortServer TS Hcc Mei
DIG09 | DIGI | DIGI | PTS | PortServer TS16
DIG06 | DIGI | DIGI | PTS | PortServer TS8
DIG02 | DIGI | DIGI | PTS | PortSever TS H MEI
DIG05 | DIGI | DIGI | PTS | PortSever TS4H
RUGGED01 | RUGGED | Siemens | PTS | RS400
COTCP203 | COTCP2 | Comtrol | PTS | RTS 2-Port 1E
COTCP202 | COTCP2 | Comtrol | PTS | RTS-2P
LNT01 | LANTOX | Lantronix | PTS | UDS2100
UNK12 | UNK12 | Unknown | PTS | Unknown
BBELE201 | BBELE2 | Advantech B+B SmartWorx | PTS | Unknown
COTCP201 | COTCP2 | Comtrol | PTS | Unknown
ETHWAN01 | ETHWAN | EtherWAN | PTS | Unknown
ITSEXP01 | ITSEXP | ITS Express | PTS | Unknown
MOX04 | MOXA | MOXA | PTS | Unknown
QUASAR01 | QUASAR | Quasar | PTS | Unknown
BBELE202 | BBELE2 | Advantech B+B SmartWorx | PTS | WOP-2000G-N2AE
MDLND2 | MDLND | Midland | RADIO | 71-0110C | RADIO
MDLND4 | MDLND | Midland | RADIO | 71-0110CWB | RADIO
MDLND1 | MDLND | Midland | RADIO | 71-0150C | RADIO
SECUROR2 | SECUROR1 | Securicor | RADIO | 71-0151-C | RADIO
SECUROR4 | SECUROR1 | Securicor | RADIO | 71-2070 | RADIO
MDLND9 | MDLND | Midland | RADIO | 71-3050B | RADIO
MDLND7 | MDLND | Midland | RADIO | 71-3200 | RADIO
MDLND8 | MDLND | Midland | RADIO | 71-4050B | RADIO
MDLND6 | MDLND | Midland | RADIO | 71-7200 | RADIO
MDLND3 | MDLND | Midland | RADIO | 71-8885D | RADIO
MDLND5 | MDLND | Midland | RADIO | 91-1110B | RADIO
NOKMD005 | NOKM02 | Nokia | RADIO | 9500MPT-HC-HQAM | RADIO
SIGCOM01 | SIGCOM | Signal Communications | RADIO | 990-0572-5 | RADIO
SIGCOM02 | SIGCOM | Signal Communications | RADIO | 990-0572-6 | RADIO
UBIQTI04 | UBIQUITI | Ubiquiti | RADIO | AF-5X-US | RADIO
DAYTON01 | DAYINCP | Dayton International Corp | RADIO | AF610 | RADIO
UBIQTI02 | UBIQUITI | Ubiquiti | RADIO | Air Fiber (AF24) | RADIO
SIMREX03 | SIMREX | Simrex Corporation | RADIO | AN.OM-915-6DBD | RADIO
SIMREX04 | SIMREX | Simrex Corporation | RADIO | AN.YG-915-9DBD | RADIO
APRISAFE | 4RF | 4RF | RADIO | Aprisa FE | RADIO
APRISASR | 4RF | 4RF | RADIO | Aprisa SR | RADIO
APRISAXE | 4RF | 4RF | RADIO | Aprisa XE | RADIO
APXEN900 | 4RF | 4RF | RADIO | APXE-N900-200-G2-12-FC00 | RADIO
ERCSN1 | ERCSN | Ericsson | RADIO | B3S100EAANDA | RADIO
ENCOM1 | ENCOM | Encom Wireless | RADIO | BBE 49 INT | RADIO
UNIDEN01 | UNIDEN | Uniden | RADIO | Bearcat 880w | RADIO
ENCOM2 | ENCOM | Encom Wireless | RADIO | COMMPAK BB49 INT | RADIO
HARRIS03 | HARRIS | Harris | RADIO | Constellation Terminal | RADIO
SIMREX01 | SIMREX | Simrex Corporation | RADIO | DataMover SS | RADIO
SIMREX02 | SIMREX | Simrex Corporation | RADIO | DM-IO-900-S0808 | RADIO
HISRAD04 | HISRAD | MH Corbin/Hwy Info Systems | RADIO | DR1500AM | RADIO
HISRAD03 | HISRAD | MH Corbin/Hwy Info Systems | RADIO | DRTXM3 | RADIO
HISRAD01 | HISRAD | MH Corbin/Hwy Info Systems | RADIO | DRTXM4 | RADIO
HARRIS07 | HARRIS | Harris | RADIO | DVM EXCELL | RADIO
HARRIS08 | HARRIS | Harris | RADIO | DVM XT | RADIO
HARRIS06 | HARRIS | Harris | RADIO | DVM10-8T | RADIO
HARRIS01 | HARRIS | Harris | RADIO | DVM6-45 Repeater | RADIO
HARRIS02 | HARRIS | Harris | RADIO | DVM6-45 Terminal | RADIO
INTCOM01 | INTCOM | Intuicom | RADIO | EB-6 Plus | RADIO
HARRIS04 | HARRIS | Harris | RADIO | EXCELL | RADIO
DRAGON01 | DRAGON | DragonWave-X | RADIO | HC010HP23B100CR1 | RADIO
FIRTID04 | FIRTID | Firetide | RADIO | HotPort 6000 | RADIO
FIRTID03 | FIRTID | Firetide | RADIO | HotPort 6202 | RADIO
FIRTID02 | FIRTID | Firetide | RADIO | HotPort 6206 | RADIO
FIRTID05 | FIRTID | Firetide | RADIO | HotPort 7000 | RADIO
FIRTID06 | FIRTID | Firetide | RADIO | HotPort 7020 | RADIO
MCOHARD01 | MCOHARD | Microhard Systems | RADIO | IPn920T-IP67 | RADIO
MDS01 | MDS | MDS | RADIO | LEDR 900S 960MHz | RADIO
MDS03 | GE | GE | RADIO | MDS LEDR 900S | RADIO
NOKM03 | NOKM02 | Nokia | RADIO | MPT-HC-HQAM | RADIO
NOKMD006 | NOKM02 | Nokia | RADIO | MPT-HLC Plus | RADIO
NOKMD004 | NOKM02 | Nokia | RADIO | MSS-0 w/ MPT-HC-HQAM | RADIO
NOKMD003 | NOKM02 | Nokia | RADIO | MSS-0 w/9500MPT-HC HQAM | RADIO
UBIQTI05 | UBIQUITI | Ubiquiti | RADIO | NanoBeam NBE-5AC-GEN2 | RADIO
UBIQTI01 | UBIQUITI | Ubiquiti | RADIO | NanoStation M (NSM5) | RADIO
LAIRD01 | LAIRD | Laird Connectivity | RADIO | PMPF-1PF | RADIO
ERI01 | ERI | ERI | RADIO | QUEST 100 FM | RADIO
PRXM11 | PRXM | Proxim | RADIO | Quickbridge 10100L Series | RADIO
CLENNYM01 | CLENNY01 | Clenney Communications | RADIO | RBS-CB 1.0 | RADIO
RADWIN01 | RADWIN | RADWIN | RADIO | RW-2049-0200 | RADIO
RADWIN03 | RADWIN | RADWIN | RADIO | RW-2049-B150 | RADIO
RADWIN02 | RADWIN | RADWIN | RADIO | RW-2049-B350 | RADIO
SIGCOM03 | SIGCOM | Signal Communications | RADIO | RX GLENAYRE RL70 | RADIO
KENWD03 | KENWOOD | Kenwood | RADIO | TKR-840 | RADIO
PRXM09 | PRXM | Proxim | RADIO | Tsunami 5054-QB-BSUR | RADIO
PRXM10 | PRXM | Proxim | RADIO | Tsunami 5054-QB-SUR | RADIO
PRXM02 | PRXM | Proxim | RADIO | Tsunami GX-90-ODU | RADIO
PRXM03 | PRXM | Proxim | RADIO | Tsunami MP11 2411-RSU | RADIO
PRXM04 | PRXM | Proxim | RADIO | Tsunami MP11 BSU | RADIO
PRXM05 | PRXM | Proxim | RADIO | Tsunami MP11 RSU | RADIO
PRXM06 | PRXM | Proxim | RADIO | Tsunami MP11 SU | RADIO
PRXM07 | PRXM | Proxim | RADIO | Tsunami MP11-2454-R | RADIO
PRXM08 | PRXM | Proxim | RADIO | Tsunami QB-8250-EPR | RADIO
SIGCOM04 | SIGCOM | Signal Communications | RADIO | TX QT4201 | RADIO
KENWD01 | KENWOOD | Kenwood | RADIO | UHF | RADIO
FIPLEX01 | FIPLEX | Fiplex | RADIO | Unknown | RADIO
UNIDEN02 | UNIDEN | Uniden | RADIO | Unknown | RADIO
UNK13 | UNK13 | Unknown | RADIO | Unknown | RADIO
HISRAD02 | HISRAD | MH Corbin/Hwy Info Systems | RADIO | Unknown | RADIO
UBIQTI03 | UBIQUITI | Ubiquiti | RADIO | Unknown | RADIO
MDS04 | GE | GE | RADIO | Unknown | RADIO
KENWD02 | KENWOOD | Kenwood | RADIO | Unknown | RADIO
SECUROR3 | SECUROR1 | Securicor | RADIO | Unknown | RADIO
TPLCOM01 | TPLCOM | TPL Communications | RADIO | Unknown | RADIO
DAYTON02 | DAYINCP | Dayton International Corp | RADIO | Unknown | RADIO
ERI02 | ERI | ERI | RADIO | Unknown | RADIO
FIRTID01 | FIRTID | Firetide | RADIO | Unknown | RADIO
HARRIS05 | HARRIS | Harris | RADIO | Unknown | RADIO
MDS02 | MDS | MDS | RADIO | Unknown | RADIO
PRXM01 | PRXM | Proxim | RADIO | Unknown | RADIO
SIGCOM06 | SIGCOM | Signal Communications | RADIO | Unknown | RADIO
MCOHARD02 | MCOHARD | Microhard Systems | RADIO | VIP4900-ANT | RADIO
MCOHARD03 | MCOHARD | Microhard Systems | RADIO | VIP5800-MIMO-ANT | RADIO
SIGCOM05 | SIGCOM | Signal Communications | RADIO | VISION 21 Console | RADIO
DR1500AM | MHCHIS01 | MH Corbin/Hwy Info Systems | RECDPLAY | DR1500AM
RTUM001 | RTU002 | Kohler | RTU | GM40165
RTU001 | RTU001 | DPS Telecom | RTU | NetGuardian 832A
RTU002 | RTU001 | DPS Telecom | RTU | NetGuardian 832A G5
WAVETA01 | WAVETA | Wavetronix | TALERT | Click 513
GPS-1 | MHCHIS03 | MH Corbin/Hwy Info Systems | TIMING | GPS-1
MCLK001 | MASTER01 | Masterclock Inc. | TIMING | NTP100-GPS-A
LARUS04 | LARUS01 | Larus | TIMING | STS 5800
UNK18 | UNK16 | Unknown | UNKNOWN | Unknown
VOIP004 | OMNITCS | Omnitronics | VOIPGTWY | IPR110 Plus
VOIP001 | VOIP002 | MultiTech | VOIPGTWY | MultiVOIP FX
VOIP003 | VOIP002 | MultiTech | VOIPGTWY | MVP210
VOIP002 | VOIP002 | MultiTech | VOIPGTWY | MVP410
PATVGW01 | PATVGW | Patton | VOIPGTWY | SN4524/2JS2JO/EUI
RAYTHEON01 | RAYTHEON | Raytheon | VOTER | SNV-12
DRWX1 | MHCHIS02 | MH Corbin/Hwy Info Systems | WEATHER | DRWX1
UNK16 | MHCHIS02 | MH Corbin/Hwy Info Systems | WEATHER | Unknown
COMNET02 | COMNET | Comnet | ESR | CNGE11FX3TXMSPOE/24
CISCOM01 | CISCO02 | Cisco | CTL-RSU | IC300
MOXAM01 | CISCOM03 | Moxa | CTL-RSU | TCS-1200-CITS
KYRAM01 | KYRA01 | KYRA Solutions | CTL-RSU | Intelliconnect EDGE
RUCKUS004 | RUCKUS | Ruckus (CommScope) | ESR | ICX-7250-24
ITERIS03 | ITERIS | Iteris | CTL-VDS | NEXT-CCU-SM4-TS2
WVTRX06 | WVTRX | Wavetronix | CTL-VDS | Expanse ARC
DSM026 | DS008 | Control by Web | DEVICSRV | X-WR-10R12-IP
GSMRT01 | GRIDSMTC | GRIDSMART Technologies | CTL-VDS | GS2
GSMRT02 | GRIDSMTC | GRIDSMART Technologies | CTL-VDS | GS3
ITERIS05 | ITERIS | Iteris | CTL-VDS | Vantage Next
DSM027 | DS009 | Pepperl+Fuchs | DEVICSRV | ICDM-RX/TCP-2S/RJ45-DIN
BRAIN508 | BRAIN | Brainboxes | ESR | SW-508
PLANIPOE | PLANTEC | Planet Technology | ESR | IPOE-270-12V
ADVANMDL | ADVANVDS | Advantech | CTL-VDS | MIC-710AIX
ISLAND01 | ISLAND | Island Radar | CTL-VDS | VDR24
DSM028 | DS003 | Wavetronix | DEVICSRV | Click 224
RUCKUS005 | RUCKUS | Ruckus | ESR | ICX 7150-C12P
MHCOR0102 | MHCOR1 | MH Corbin | CTL-VDS | Connect-ITS DIN
ITSESR005 | ITSESESR | ITS Express | ESR | ITS-8040
DERQ001 | DERQ | Derq | CTL-VDS | SENSE Series
MIOVIS002 | MIOVIS | Miovision | CTL-VDS | SmartLink
SMRTM01 | SMRTM | Smartmicro | CTL-VDS | COM HUB
PHOENIX01 | PHOENIX1 | Phoenix Broadband Technologies | UNKNOWN | PBT-SCMini-Plus
POLARA01 | POLARA | POLARA | CTL-PED | ICCU-S2
INTLT004 | INTLT | InteLight | CTL-SIG | XN-1
TWAREM23 | TWARE | Trafficware | CTL-SIG | ATC-C001
PLINK02 | PLINK | Peplink | CELLMDM | BR1 Mini 5G
AXIXM02 | AXIS01 | Axis | ENCO | TU8003
PRXM12 | PRXM | Proxim | RADIO | QB-10150S | RADIO
INTLT005 | INTLT | InteLight | CTL-SIG | XN-2
PRXM13 | PRXM | Proxim | RADIO | SX3-1021A-US | RADIO
SIMREX05 | SIMREX | Simrex Corporation | RADIO | DM WB-F58AC | RADIO
TEMPLECM | TEMPLEC | Temple | CELLMDM | FCU 500-071
MCAIN10 | MCAIN | McCain | CTL-SIG | ATC FLeX

## ITS_COMM_DEV_TYPE (hidden)
ITS_COMM_DEV_TYPE_CD | ITS_COMM_DEV_TYPE_DESC
CTL-CBWS | Controller - Cable Barrier Warning System
DECO | Controller - CCTV Decoder
ENCO | Controller - CCTV Encoder
CTL-DMS | Controller - DMS
CTL-EFS | Controller - Electronic Feedback Speed
CTL-HARS | Controller – HAR Sign / Transmitter
CTL-PED | Controller - Pedestrian
CTL-RWIS | Controller - RWIS
CTL-SIG | Controller - Signal
CTL-TB | Controller - Trail Blazer
CTL-TTS | Controller - Travel Time System
CTL-VDS | Controller - VDS
CTL-WB | Controller - Warning Beacon
MECV | Media Converter
PTS | Port Terminal Server
RADIO | Radio
MUX | Multiplexer
RTU | Remote Terminal Unit (RTU)
VOTER | Voter
ESR | Ethernet Switch/Router
CTL-TWRL | Controller- Tower Lighting
CTL-AVI | Controller- AVI
DUPLEXER | Duplexer
HUB | Ethernet Hub
TIMING | Synchronization Timing System
CHNLBANK | Channel Bank
VOIPGTWY | VoIP Gateway
RECDPLAY | Recorder / Player
WEATHER | Weather Receiver
CLIMATE | Climate Monitor
DEVICSRV | Device Server
CVI | Connected Vehicle Interface
CYBERHUB | CyberKey Authorizer
CELLMDM | Cellular Modem
ETHREXT | Ethernet Extender
CTL-RSU | Controller - RSU
UNKNOWN | Unknown

## ITS_DEV_MANUF_MODEL (hidden)
ITS_DEV_MANUF_CD | ITS_DEV_MODEL_CD | ITS_DEV_MANUF_DESC | ITS_DEV_MODEL_DESC | ITS_DEV_TYPE_CD |  | All Devices | ITS_DEV_MANUF_DESC | ITS_DEV_MODEL_DESC | AVI | ITS_DEV_MANUF_DESC | ITS_DEV_MODEL_DESC | CAM | ITS_DEV_MANUF_DESC | ITS_DEV_MODEL_DESC | DMS | ITS_DEV_MANUF_DESC | ITS_DEV_MODEL_DESC | EDS | ITS_DEV_MANUF_DESC | ITS_DEV_MODEL_DESC | ESFS | ITS_DEV_MANUF_DESC | ITS_DEV_MODEL_DESC | GATE | ITS_DEV_MANUF_DESC | ITS_DEV_MODEL_DESC | HAR | ITS_DEV_MANUF_DESC | ITS_DEV_MODEL_DESC | HWS | ITS_DEV_MANUF_DESC | ITS_DEV_MODEL_DESC | SBCS | ITS_DEV_MANUF_DESC | ITS_DEV_MODEL_DESC | RSU | ITS_DEV_MANUF_DESC | ITS_DEV_MODEL_DESC | VDS | ITS_DEV_MANUF_DESC | ITS_DEV_MODEL_DESC | ACC | ITS_DEV_MANUF_DESC | ITS_DEV_MODEL_DESC | RPT | ITS_DEV_MANUF_DESC | ITS_DEV_MODEL_DESC | WWVDS | ITS_DEV_MANUF_DESC | ITS_DEV_MODEL_DESC
IM084 | ITM222 | Digiwest | BlueMAC Cellular | AVI | Automatic Vehicle Identification |  | 3M | 944 |  | Digiwest | BlueMAC Cellular |  | APC | 3.0C-H4A-25G-BO1-IR |  | ADDCO | VF-2420-27x105-46-A |  | Dambach | ASL Series |  | 3M | 515P |  | B & B Roadway | 3576920 | [7 empty] | Unknown | Unknown SBCS |  | Arada/Lear | BLUETOAD SPECTRA CV (DSRC/C-V2 |  | AutoScope | 3.0C H4A 25G BO1 IR |  | Civic Smart | FLEX-AP-D-XC |  | Nedap | FLEX-RP-B-2 |  | Carmanah | Carmanah
IM084 | ITM221 | Digiwest | BlueMAC PoE | AVI | Automatic Vehicle Identification |  | ADDCO | 3576920 |  | Image Sensing Systems | BlueMAC PoE |  | American Dynamics | 320S-H4A-THC-BO12 |  | Adaptive | 27x125 Mk-IV Retrofit |  | Information Display | SDA Series |  | Dorman | DF15 Series |  | Energy Absorption System | HW-2 | [10 empty] | Codha | Bluetoad C-V2X |  | Avigilon | 4.0C H5A BO1 IR |  | Nedap | FLEX-AP-ED-XC |  | Sensys Networks | FLEX-RP-B-LL-2 |  | GovComm | GC-WWVDS-Series
IM085 | ITM223 | Image Sensing Systems | D-Model | AVI | Automatic Vehicle Identification |  | APC | VF-2420-27x105-46-A |  | Iteris | BlueTOAD Cellular |  | Avigilon | 320S-H4A-THC-BO24 |  | American Signal Co. | 27x125, Pure LED F Matrix |  | SES America | Unknown |  | Information Display | DF15_Y:R_SPD_SOL_YG |  | Unknown | HW-4 | [10 empty] | Commsignia | DAT-RSU-1219 |  | Axis | 640S H4A THC BO50 Thermal |  | Sensys Networks | FLEX-AP-ES-XC |  | Unknown | FLEX-RP240 |  | K&K Systems | K&K WWVDS Series
IM085 | ITM224 | Image Sensing Systems | S-Model | AVI | Automatic Vehicle Identification |  | Adaptive | 27x125 Mk-IV Retrofit |  | Miovision | BlueTOAD Ethernet PoE |  | Axis | 320S-H4A-THC-BO50 |  | Daktronics | 2801-DMSC-001 |  | Unipart Dorman | Unknown EDS |  | Quixote | SafePace |  | Versilis | SwiftGate | [10 empty] | Kapsch | ITS-RS4 |  | BiTrans | 700 Series |  | Unknown | FLEX-AP-S-XC |  |  | RP240-BH-LL-2 |  | TAPCO | TAPCO
IM089 | ITM255 | Iteris | Vantage Velocity | AVI | Automatic Vehicle Identification |  | American Dynamics | 27x125, Pure LED F Matrix |  | TrafficCast | BlueTOAD Spectra |  | BOSCH | 3432-3000 |  | Display Solutions | AX-8700-27x90-18A |  | Unknown | VARIO LED |  | TraffiCalm Systems | Unknown |  |  | Unknown Gate | [10 empty] | Miovision | RIS-9260 |  | Bosch | 944 |  |  | GATEWAY-PM-L-3-NSP-02 |  |  | Sensit Relay Node 2G |  | Transportation Control Devices | TCS-WWVDS
IM090 | ITM256 | Miovision | Spectrum Smartlink 1B | AVI | Automatic Vehicle Identification |  | American Signal Co. | 2801-DMSC-001 |  | TransCore | D-Model |  | Cohu | 3920 iDome |  | Fiberoptic Display Systems | AX-8700-36x90-18A |  |  | VATCS/S1-1/SD/L/DL/PT |  | Traffic Logix | Unknown ESFS |  |  | VR-6 | [10 empty] | Savari | RSU2X |  | Canogo | AC3 |  |  | SENS-SX-GATEWAY |  |  | Unknown WRP
IM086 | ITM226 | TrafficCast | BlueTOAD Cellular | AVI | Automatic Vehicle Identification |  | Arada/Lear | 3.0C H4A 25G BO1 IR |  | Unknown | Encompass E5 |  | Digital Extreme | 3925-3200 |  | Ledstar | AX-8700-9x90-18A |  |  | VATCSR2-1 Series |  | Unknown | VSC-1520F |  |  | VR-6V | [10 empty] | Siemens | Unknown |  | Econolite | AP240-ES |  |  | Sensit Gateway US
IM086 | ITM225 | TrafficCast | BlueTOAD Ethernet PoE | AVI | Automatic Vehicle Identification |  | AutoScope | 3.0C-H4A-25G-BO1-IR |  |  | S-Model |  | FLIR | 3925-5200 |  | Mark IV | AX-9700-27x126-18A |  |  | VFMX Series |  |  | VSC-1820F | [13 empty] | Siqura/TKH | Unknown RSU |  | FLIR | AutoScope Encore A700-1035-4 |  |  | Unknown WAP
IM086 | ITM227 | TrafficCast | BlueTOAD Spectra | AVI | Automatic Vehicle Identification |  | Avigilon | 320S-H4A-THC-BO12 |  |  | Spectrum Smartlink 1B |  | GovComm | 3925-5200-PEND |  | McCain Inc. | AX8700-9x36-18A |  |  | W1 Series |  |  | iQ Series | [13 empty] | TrafficCast/Denso |  |  | Global Traffic Technologies | Bell Camera
IM087 | ITM228 | TransCore | Encompass E5 | AVI | Automatic Vehicle Identification |  | Axis | 320S-H4A-THC-BO24 |  |  | Unknown AVI |  | ITS Express | 3960HD |  | SES America | BRICK | [19 empty] | Unknown |  |  | GovComm | DR500C-BOM2
IM021 | ITM007 | Unknown | Unknown AVI | AVI | Automatic Vehicle Identification |  | B & B Roadway | 320S-H4A-THC-BO50 |  |  | Vantage Velocity |  | JVC | 3960SD |  | Siemens ITS | F-042-A | [19 empty] | Wave Mobile Solutions |  |  | GRIDSMART Technologies | FE3
IM031 | ITM093 | American Dynamics | RAS917-LSE | CAM | Closed Circuit Television |  | BOSCH | 3432-3000 |  |  |  |  | Panasonic | 3965-5201-PEDD |  | Skyline Products | FAR SIGHT | [19 empty] | Iteris |  |  | Houston Radar | G4 (HD)
IM031 | ITM033 | American Dynamics | Unknown | CAM | Closed Circuit Television |  | BiTrans | 3920 iDome |  |  |  |  | Pelco | 4.0C-H5A-BO1-IR |  | Telegra | M5000 | [19 empty] | Siemens |  |  | Image Sensing Systems | GC-IL-421
IM098 | ITM296 | APC | NBWL0355 | CAM | Closed Circuit Television |  | Canogo | 3925-3200 |  |  |  |  | Pentax | 4220HD |  | Unknown | NextGen 6200 Series | [19 empty] | Yumex |  |  | Island Radar | GC-IL-426
IM098 | ITM297 | APC | NBWL0355A | CAM | Closed Circuit Television |  | Civic Smart | 3925-5200 |  |  |  |  | Siqura/TKH | 4226-1000 |  | Vultron | NextGen 6600 Series | [22 empty] | Iteris | GC-IL-U550
IM098 | ITM295 | APC | NBWL0356 | CAM | Closed Circuit Television |  | Codha | 3925-5200-PEND |  |  |  |  | Sony | 4260HD |  |  | S5000-FAW-66-7X20 | [22 empty] | Miovision | GC-R Series
IM102 | ITM342 | Avigilon | 3.0C-H4A-25G-BO1-IR | CAM | Closed Circuit Television |  | Cohu | 3960HD |  |  |  |  | Unknown | 4261-1100 |  |  | TG-NextGen-5234 | [22 empty] | MS Sedco | GC-THB1225
IM102 | ITM372 | Avigilon | 320S-H4A-THC-BO12 | CAM | Closed Circuit Television |  | Commsignia | 3960SD |  |  |  |  | Vicon | 427-9030-15-00 |  |  | Unknown | [22 empty] | Nedap | GC-THB615
IM102 | ITM371 | Avigilon | 320S-H4A-THC-BO24 | CAM | Closed Circuit Television |  | Daktronics | 3965-5201-PEDD |  |  |  |  | Videoalarm | 4291-1410 |  |  | Unknown DMS | [22 empty] | Nortech | GC-THB619
IM102 | ITM370 | Avigilon | 320S-H4A-THC-BO50 | CAM | Closed Circuit Television |  | Dambach | 4.0C H5A BO1 IR |  |  |  |  | WTI | 5975-2700 |  |  | VF-1000-27x125-12-A | [22 empty] | Ouster | GS-3-SMA-F
IM102 | ITM340 | Avigilon | 4.0C-H5A-BO1-IR | CAM | Closed Circuit Television |  | Digital Extreme | 4.0C-H5A-BO1-IR | [5 empty] | 640S-H4A-THC-BO12 |  |  | VF-1000-27x125-18-A | [22 empty] | Quanergy | GS-3-SMK
IM102 | ITM369 | Avigilon | 640S-H4A-THC-BO12 | CAM | Closed Circuit Television |  | Digiwest | 4220HD | [5 empty] | 640S-H4A-THC-BO24 |  |  | VF-1300-32x80-9-A | [22 empty] | Samsung | H4A
IM102 | ITM373 | Avigilon | 640S-H4A-THC-BO24 | CAM | Closed Circuit Television |  | Display Solutions | 4226-1000 | [5 empty] | 640S-H4A-THC-BO50 |  |  | VF-1320-32x128-12-A | [22 empty] | Sensys | H5A
IM102 | ITM341 | Avigilon | 640S-H4A-THC-BO50 | CAM | Closed Circuit Television |  | Dorman | 4260HD | [5 empty] | 7412007-003 |  |  | VF-2000-27X90-66-A | [22 empty] | Smartmicro | MQ-8-POE-PLUS
IM102 | ITM374 | Avigilon | H5A | CAM | Closed Circuit Television |  | Econolite | 4261-1100 | [5 empty] | 800N (FCZ) |  |  | VF-2000-27x125-66-A | [22 empty] | Tapco | NBE-7702-ALX
IM057 | ITM315 | Axis | P12/M20 | CAM | Closed Circuit Television |  | Energy Absorption System | 427-9030-15-00 | [5 empty] | AIS-8300 |  |  | VF-2020 Series | [22 empty] | TE Connectivity | OS2
IM057 | ITM270 | Axis | P1445LE | CAM | Closed Circuit Television |  | FLIR | 4291-1410 | [5 empty] | AUTODOME IP dynamic 7000 HD |  |  | VF-2020-27X90-34-A | [22 empty] | Trafficware | P1214-E
IM057 | ITM336 | Axis | Q1798-LE | CAM | Closed Circuit Television |  | Fiberoptic Display Systems | 515P | [5 empty] | AutoDome 500i |  |  | VF-2020-27X90-66-A | [22 empty] | Traficon | P3727-PLE
IM057 | ITM337 | Axis | Q3505-VE Mk II | CAM | Closed Circuit Television |  | GRIDSMART Technologies | 5975-2700 | [5 empty] | AutoDome 800 HD |  |  | VF-2020-27x125-66-A | [22 empty] | Unknown | Q1798-LE
IM057 | ITM309 | Axis | Q3515-LVE | CAM | Closed Circuit Television |  | Global Traffic Technologies | 640S H4A THC BO50 Thermal | [5 empty] | Autodome IP starlight 7000 HD |  |  | VF-2020-27x127-34-A | [22 empty] | VIION | Q3505-VE Mk II
IM057 | ITM137 | Axis | Q6034-E | CAM | Closed Circuit Television |  | GovComm | 640S-H4A-THC-BO12 | [5 empty] | ES 6230-12P |  |  | VF-2020-27x75-18-A | [22 empty] | Wavetronix | Q3515-LVE
IM057 | ITM138 | Axis | Q6035-E | CAM | Closed Circuit Television |  | Houston Radar | 640S-H4A-THC-BO24 | [5 empty] | ES31PCBW18-5W |  |  | VF-2020-27x75-66-A | [22 empty] | FLIR | Q6034-E
IM057 | ITM139 | Axis | Q6044-E | CAM | Closed Circuit Television |  | Image Sensing Systems | 640S-H4A-THC-BO50 | [5 empty] | GC-ICDOV Series |  |  | VF-2020-54X180-34-RGB | [22 empty] | Govcomm | Q6035-E
IM057 | ITM140 | Axis | Q6045-E | CAM | Closed Circuit Television |  | Information Display | 700 Series | [5 empty] | GC-ICDOV-3DEHIZ |  |  | VF-2020-54X255-34-RGB | [23 empty] | Q6044-E
IM057 | ITM141 | Axis | Q6045-E Mark II | CAM | Closed Circuit Television |  | Iteris | 7412007-003 | [5 empty] | GC-ICL4 Series |  |  | VF-2020-54x210-34-RGB | [23 empty] | Q6045-E
IM057 | ITM278 | Axis | Q6054-E | CAM | Closed Circuit Television |  | JVC | 800N (FCZ) | [5 empty] | GC-ICL4-3EIZ |  |  | VF-2020-54x255-20-RGB | [23 empty] | Q6045-E MARK II
IM057 | ITM128 | Axis | Q6055-E | CAM | Closed Circuit Television |  | K&K Systems | AP240-ES | [5 empty] | GC-ICPO |  |  | VF-2020-96x336-20-RGB | [23 empty] | Q6054-E
IM057 | ITM279 | Axis | Q6074 | CAM | Closed Circuit Television |  | Kapsch | ASL Series | [5 empty] | GC-ICPO-850 |  |  | VF-2020-96x400-20-RGB | [23 empty] | Q6055-E
IM057 | ITM329 | Axis | Q6075 | CAM | Closed Circuit Television |  | Ledstar | AUTODOME IP dynamic 7000 HD | [5 empty] | GC-ICPO-FIZ23L |  |  | VF-2020-96x416-20-RGB | [23 empty] | Q6074
IM036 | ITM097 | BOSCH | AutoDome 500i | CAM | Closed Circuit Television |  | MS Sedco | AX-8700-27x90-18A | [5 empty] | GC-ICPO-FIZ6DE |  |  | VF-20X0-27x105-66-X | [23 empty] | Q6075
IM036 | ITM119 | BOSCH | AutoDome 800 HD | CAM | Closed Circuit Television |  | Mark IV | AX-8700-36x90-18A | [5 empty] | GC-ICPO-U33A |  |  | VF-20X0-27x125-66-X | [23 empty] | RTMS
IM036 | ITM390 | BOSCH | AUTODOME IP dynamic 7000 HD | CAM | Closed Circuit Television |  | McCain Inc. | AX-8700-9x90-18A | [5 empty] | GC-ICPO-U33L |  |  | VF-21X0-27x105-66-X | [23 empty] | RTMS Echo
IM036 | ITM118 | BOSCH | Autodome IP starlight 7000 HD | CAM | Closed Circuit Television |  | Miovision | AX-9700-27x126-18A | [5 empty] | GC-ICPO-U45 |  |  | VF-2320-32x48-20-RGB | [23 empty] | RTMS G4
IM036 | ITM299 | BOSCH | LTC 0498 | CAM | Closed Circuit Television |  | Nedap | AX8700-9x36-18A | [5 empty] | GC-IL-421 |  |  | VF-2320-32x48-6-A | [23 empty] | RTMS G4-SSP
IM036 | ITM142 | BOSCH | MIC IP HD | CAM | Closed Circuit Television |  | Nortech | AutoDome 500i | [5 empty] | GC-IL426 |  |  | VF-2320-32x64-9-A | [23 empty] | RTMS Sx-300 HDCAM
IM036 | ITM301 | BOSCH | MIC-7522-Z30WR | CAM | Closed Circuit Television |  | Ouster | AutoDome 800 HD | [5 empty] | GC-ILD381 |  |  | VF-23X0-27X120-34-A | [23 empty] | RTMS Sx-300-SSP
IM036 | ITM143 | BOSCH | MIC-ITS1080P-B30X4 | CAM | Closed Circuit Television |  | Panasonic | AutoScope Encore A700-1035-4 | [5 empty] | GC-IMPO |  |  | VF-2420-18X60-46-A | [23 empty] | RTMS Sx-300-TCP
IM036 | ITM144 | BOSCH | MIC-ITS720P-B30X4 | CAM | Closed Circuit Television |  | Pelco | Autodome IP starlight 7000 HD | [5 empty] | GC-IMPO-532 |  |  | VF-2420-18x90-66-A | [23 empty] | RTMS X3
IM036 | ITM036 | BOSCH | Unknown | CAM | Closed Circuit Television |  | Pentax | BLUETOAD SPECTRA CV (DSRC/C-V2 | [5 empty] | GC-IMPO-FIZ6DE |  |  | VF-2420-27X105-48-A | [23 empty] | RTMS-1000
IM036 | ITM145 | BOSCH | VG4 Autodome | CAM | Closed Circuit Television |  | Quixote | BRICK | [5 empty] | GC-IMPO-FIZDE |  |  | VF-2420-27X110-46-A | [23 empty] | RTMS-G4-Model K4
IM036 | ITM034 | BOSCH | VG4-523 | CAM | Closed Circuit Television |  | SES America | Bell Camera | [5 empty] | GC-THB1225 |  |  | VF-2420-27x75-46-A | [23 empty] | RZ4A-WDR
IM036 | ITM035 | BOSCH | VG4-524 | CAM | Closed Circuit Television |  | Samsung | BlueMAC Cellular | [5 empty] | GC-THB615 |  |  | VF-2420-36x150-34-RGB | [23 empty] | Roadtrax BL
IM036 | ITM147 | BOSCH | VG5-523 | CAM | Closed Circuit Television |  | Savari | BlueMAC PoE | [5 empty] | H5A |  |  | VF-2420-45X180-34-RGB | [23 empty] | SNZ-5200
IM036 | ITM148 | BOSCH | VG5-524 | CAM | Closed Circuit Television |  | Sensys | BlueTOAD Cellular | [5 empty] | HD 4220-1000 |  |  | VF-2420-48x144-20-RGB | [23 empty] | SNZ-6320
IM036 | ITM232 | BOSCH | VG5-800HD | CAM | Closed Circuit Television |  | Sensys Networks | BlueTOAD Ethernet PoE | [5 empty] | HD 4221-1000 |  |  | VF-2420-54X255-34-RGB | [23 empty] | SS105
IM036 | ITM120 | BOSCH | VG5-836-ECEV-ITS | CAM | Closed Circuit Television |  | Siemens | BlueTOAD Spectra | [5 empty] | HD24-3000 |  |  | VF-2420-64x160-20-RGB | [23 empty] | SS105V
IM036 | ITM146 | BOSCH | VG5-ITS Autodome | CAM | Closed Circuit Television |  | Siemens ITS | Carmanah | [5 empty] | HD25-3000 |  |  | VF-2420-64x240-20-RGB | [23 empty] | SS125
IM036 | ITM269 | BOSCH | VG5-ITS1080P-30X4 | CAM | Closed Circuit Television |  | Siqura/TKH | D-Model | [5 empty] | HSD626 |  |  | VF-2420-80x192-20-RGB | [23 empty] | SS126
IM036 | ITM262 | BOSCH | VG5-ITS1080P-30X5 | CAM | Closed Circuit Television |  | Skyline Products | DAT-RSU-1219 | [5 empty] | HSD820H3-E |  |  | VF-2420-80x240-20-RGB | [23 empty] | SS126 HD
IM036 | ITM332 | BOSCH | VG5-ITS1080P-30X6 | CAM | Closed Circuit Television |  | Sony | DF15 Series | [5 empty] | Helios 3920HD |  |  | VF-2420-80x304-20-RGB | [23 empty] | SS126 Retrofitted
IM036 | ITM121 | BOSCH | VG5-ITS720P-30X4 | CAM | Closed Circuit Television |  | TAPCO | DF15_Y:R_SPD_SOL_YG | [5 empty] | IBP321-1R |  |  | VF-2420-90X400-20-RGB | [23 empty] | SS200 SmartSensor Advance
IM001 | ITM302 | Cohu | 3432-3000 | CAM | Closed Circuit Television |  | TE Connectivity | DR500C-BOM2 | [5 empty] | IXE3 |  |  | VF-2420-96x288-20-RGB | [23 empty] | SS225 SmartSensor Matrix
IM001 | ITM031 | Cohu | 3920 iDome | CAM | Closed Circuit Television |  | Telegra | ES31PCBW18-5W | [5 empty] | LTC 0498 |  |  | VF-2420-96x352-20-RGB | [23 empty] | SS300
IM001 | ITM303 | Cohu | 3925-3200 | CAM | Closed Circuit Television |  | TraffiCalm Systems | Encompass E5 | [5 empty] | MIC IP HD |  |  | VF-2420-96x416-20-RGB | [23 empty] | SS400
IM001 | ITM304 | Cohu | 3925-5200 | CAM | Closed Circuit Television |  | Traffic Logix | F-042-A | [5 empty] | MIC-7522-Z30WR |  |  | VF-24X0-27x105-46-X | [23 empty] | Sensit IR Flush Mount
IM001 | ITM021 | Cohu | 3925-5200-PEND | CAM | Closed Circuit Television |  | TrafficCast | FAR SIGHT | [5 empty] | MIC-ITS1080P-B30X4 |  |  | VF-24X0-27x105-66-X | [23 empty] | Smart Sensor Matrix Rail
IM001 | ITM155 | Cohu | 3960HD | CAM | Closed Circuit Television |  | TrafficCast/Denso | FLEX-AP-D-XC | [5 empty] | MIC-ITS720P-B30X4 |  |  | VF2000-27-125-18-A | [23 empty] | SmartSensor HD 101-0415
IM001 | ITM154 | Cohu | 3960SD | CAM | Closed Circuit Television |  | Trafficware | FLEX-AP-ED-XC | [5 empty] | NBWL0355 |  |  | VF2000-27X120-66-A | [23 empty] | SmartSensor HD 101-0416
IM001 | ITM020 | Cohu | 3965-5201-PEDD | CAM | Closed Circuit Television |  | Traficon | FLEX-AP-ES-XC | [5 empty] | NBWL0355A |  |  | VM-1020 Series | [23 empty] | SmartSensor HD Series
IM001 | ITM153 | Cohu | 4220HD | CAM | Closed Circuit Television |  | TransCore | FLEX-AP-S-XC | [5 empty] | NBWL0356 |  |  | VM-1020-24X144-20-RGB | [23 empty] | SmartView360
IM001 | ITM134 | Cohu | 4226-1000 | CAM | Closed Circuit Television |  | Unipart Dorman | FLEX-RP-B-2 | [5 empty] | P12/M20 |  |  | VM-1020-24X304-20-RGB | [23 empty] | Spectra 360
IM001 | ITM152 | Cohu | 4260HD | CAM | Closed Circuit Television |  | Unknown | FLEX-RP-B-LL-2 | [5 empty] | P1445LE |  |  | VM-1020-24x352-20-RGB | [23 empty] | Sx-300
IM001 | ITM238 | Cohu | 4261-1100 | CAM | Closed Circuit Television |  | Versilis | FLEX-RP240 | [5 empty] | PD900 |  |  | VMS 96X400 Full Color | [23 empty] | TC-CK1-VMS
IM001 | ITM239 | Cohu | 4291-1410 | CAM | Closed Circuit Television |  | Vicon | G4 (HD) | [5 empty] | PD910 |  |  | VMS-105-27x125 | [23 empty] | TC400GC
IM001 | ITM237 | Cohu | 5975-2700 | CAM | Closed Circuit Television |  | Videoalarm | GATEWAY-PM-L-3-NSP-02 | [5 empty] | Q1798-LE |  |  | VMS-106-27X90 | [23 empty] | Tapco
IM001 | ITM261 | Cohu | 7412007-003 | CAM | Closed Circuit Television |  | Vultron | GC-ICDOV Series | [5 empty] | Q1805-LE |  |  | VMS-133-27X125-W-66-30 | [23 empty] | Traditional Camera
IM001 | ITM260 | Cohu | HD 4220-1000 | CAM | Closed Circuit Television |  | WTI | GC-ICDOV-3DEHIZ | [5 empty] | Q3505-VE Mk II |  |  | VMS-133-27x125-66-C-W | [23 empty] | TrafiCam2
IM001 | ITM133 | Cohu | HD 4221-1000 | CAM | Closed Circuit Television |  | Wave Mobile Solutions | GC-ICL4 Series | [5 empty] | Q3515-LVE |  |  | VMS-133-48-64-20-C-F | [23 empty] | TrafiOne 195
IM001 | ITM150 | Cohu | HD24-3000 | CAM | Closed Circuit Television |  | Wavetronix | GC-ICL4-3EIZ | [5 empty] | Q6034-E |  |  | VMS-133-54X260-33-C-W | [23 empty] | TrafiSense AI 632
IM001 | ITM151 | Cohu | HD25-3000 | CAM | Closed Circuit Television |  | carmanah | GC-ICPO | [5 empty] | Q6035-E |  |  | VMS-133-54x210-33-C | [23 empty] | TrafiSense BPL 317
IM001 | ITM149 | Cohu | Helios 3920HD | CAM | Closed Circuit Television |  | Siemens | GC-ICPO-850 | [5 empty] | Q6044-E |  |  | VMS-133-54x210-33C | [23 empty] | TrafiSense BPL 325
IM001 | ITM001 | Cohu | QUICK ZOOM-3600 | CAM | Closed Circuit Television |  | Unknown | GC-ICPO-FIZ23L | [5 empty] | Q6045-E |  |  | VMS-133-54x210-C-F2 | [23 empty] | TrafiSense BPL 335
IM001 | ITM156 | Cohu | Rise 4260 | CAM | Closed Circuit Television |  | Yumex | GC-ICPO-FIZ6DE | [5 empty] | Q6045-E Mark II |  |  | VMS-133-54x210C | [23 empty] | TrafiSense BPL 345
IM001 | ITM037 | Cohu | Unknown | CAM | Closed Circuit Television |  |  | GC-ICPO-U33A | [5 empty] | Q6054-E |  |  | VMS-133-54x250-33-C | [23 empty] | TrafiSense BPL 390
IM088 | ITM229 | Digital Extreme | 800N (FCZ) | CAM | Closed Circuit Television |  |  | GC-ICPO-U33L | [5 empty] | Q6055-E |  |  | VMS-133-96-416-20-C-W | [23 empty] | TrafiSense ETH 317
IM055 | ITM236 | FLIR | 427-9030-15-00 | CAM | Closed Circuit Television |  |  | GC-ICPO-U45 | [5 empty] | Q6074 |  |  | VMS-133-96X400-20-C-W | [23 empty] | TrafiSense ETH 325
IM055 | ITM110 | FLIR | TL1XPRJT_8 | CAM | Closed Circuit Television |  |  | GC-IL-421 | [5 empty] | Q6075 |  |  | VMS-133-96X400-C-W | [23 empty] | TrafiSense ETH 335
IM056 | ITM166 | GovComm | GC-ICDOV Series | CAM | Closed Circuit Television |  |  | GC-IL-426 | [5 empty] | Q6315 |  |  | VMS-136 Series | [23 empty] | TrafiSense ETH 345
IM056 | ITM157 | GovComm | GC-ICDOV-3DEHIZ | CAM | Closed Circuit Television |  |  | GC-IL426 | [5 empty] | QUICK ZOOM-3600 |  |  | VMS-136-18X90-F2 | [23 empty] | TrafiSense ETH 390
IM056 | ITM169 | GovComm | GC-ICL4 Series | CAM | Closed Circuit Television |  |  | GC-ILD381 | [5 empty] | RAS917-LSE |  |  | VMS-136-18x90-66-A | [23 empty] | UMRR-12 Type 48
IM056 | ITM170 | GovComm | GC-ICL4-3EIZ | CAM | Closed Circuit Television |  |  | GC-IMPO | [5 empty] | Rise 4260 |  |  | VMS-136-24X112-20-C-E | [23 empty] | Unknown
IM056 | ITM115 | GovComm | GC-ICPO | CAM | Closed Circuit Television |  |  | GC-IMPO-532 | [5 empty] | SDVFT-023 |  |  | VMS-136-24X304-20C-F | [23 empty] | Unknown VDS
IM056 | ITM391 | GovComm | GC-ICPO-850 | CAM | Closed Circuit Television |  |  | GC-IMPO-FIZ6DE | [5 empty] | SVFT-PR23 |  |  | VMS-136-27X125-46-C-F | [23 empty] | VDS-POD
IM056 | ITM167 | GovComm | GC-ICPO-FIZ23L | CAM | Closed Circuit Television |  |  | GC-IMPO-FIZDE | [5 empty] | SVFT-PRS23 |  |  | VMS-136-27x80-46-X | [23 empty] | VDS240
IM056 | ITM168 | GovComm | GC-ICPO-FIZ6DE | CAM | Closed Circuit Television |  |  | GC-R Series | [5 empty] | SVFT-PRS35 |  |  | VMS-136-36X200-33-C-F | [23 empty] | Vantage Vector
IM056 | ITM387 | GovComm | GC-ICPO-U33L | CAM | Closed Circuit Television |  |  | GC-THB1225 | [5 empty] | SVFT-PRS36 |  |  | VMS-136-36x140-33-C-F | [23 empty] | XP20
IM056 | ITM396 | GovComm | GC-ICPO-U33A | CAM | Closed Circuit Television |  |  | GC-THB615 | [5 empty] | SVFT-W23 |  |  | VMS-136-48x240-20-C-F
IM056 | ITM395 | GovComm | GC-ICPO-U45 | CAM | Closed Circuit Television |  |  | GC-WWVDS-Series | [5 empty] | SVFT-W35 |  |  | VMS-136-64X192-C-F
IM056 | ITM339 | GovComm | GC-IL-421 | CAM | Closed Circuit Television |  |  | GS-3-SMA-F | [5 empty] | SVFT-W36 |  |  | VMS-136-64x160-20-C-F
IM056 | ITM366 | GovComm | GC-IL426 | CAM | Closed Circuit Television |  |  | GS-3-SMK | [5 empty] | SW720-H.264-HD |  |  | VMS-136-80X272-20-C-F
IM056 | ITM347 | GovComm | GC-ILD381 | CAM | Closed Circuit Television |  |  | H4A | [5 empty] | SW720-H.264-SD |  |  | VMS-136-96X288-C-F
IM056 | ITM114 | GovComm | GC-IMPO | CAM | Closed Circuit Television |  |  | H5A | [5 empty] | SW720P-H.264-HD-30-ENG |  |  | VMS-136-96x288-20-C
IM056 | ITM388 | GovComm | GC-IMPO-532 | CAM | Closed Circuit Television |  |  | HD 4220-1000 | [5 empty] | Spectra IV-DD4CBW35 |  |  | VMS-138-27X125-46-C-F
IM056 | ITM326 | GovComm | GC-IMPO-FIZ6DE | CAM | Closed Circuit Television |  |  | HD 4221-1000 | [5 empty] | Surveyor HD PTZ |  |  | VMS-27X110 MONO
IM056 | ITM220 | GovComm | GC-IMPO-FIZDE | CAM | Closed Circuit Television |  |  | HD24-3000 | [5 empty] | Surveyor HD SN Series |  |  | VMS-27x120 MONO
IM056 | ITM397 | GovComm | GC-THB1225 | CAM | Closed Circuit Television |  |  | HD25-3000 | [5 empty] | Surveyor HD SN130P |  |  | VMS-27x125 MONO
IM056 | ITM338 | GovComm | GC-THB615 | CAM | Closed Circuit Television |  |  | HSD626 | [5 empty] | Surveyor HD SN130W |  |  | VMS-54x180
IM056 | ITM116 | GovComm | Unknown | CAM | Closed Circuit Television |  |  | HSD820H3-E | [5 empty] | Surveyor HD SN220P |  |  | VMS-FULL-27X90 MONO
IM061 | ITM177 | JVC | TK-C720U | CAM | Closed Circuit Television |  |  | HW-2 | [5 empty] | Surveyor HD SN220P-L |  |  | VMS-FULL-27x120 MONO
IM004 | ITM038 | Panasonic | Unknown | CAM | Closed Circuit Television |  |  | HW-4 | [5 empty] | Surveyor HD SN220W |  |  | VMS133-54X210C-33-C
IM032 | ITM235 | Pelco | ES31PCBW18-5W | CAM | Closed Circuit Television |  |  | Helios 3920HD | [5 empty] | Surveyor HD SN220W-L |  |  | VMSLED-W-3-18F-27-125-I
IM032 | ITM234 | Pelco | IBP321-1R | CAM | Closed Circuit Television |  |  | IBP321-1R | [5 empty] | Surveyor HD SN230W |  |  | VMSLED-W-3-18F-27x105-1
IM032 | ITM305 | Pelco | IXE3 | CAM | Closed Circuit Television |  |  | ITS-RS4 | [5 empty] | TK-C720U |  |  | VX-2420-27X120-66-A
IM032 | ITM130 | Pelco | Spectra IV-DD4CBW35 | CAM | Closed Circuit Television |  |  | IXE3 | [5 empty] | TL1XPRJT_8 |  |  | VX-2420-80X304-20-RGB
IM032 | ITM039 | Pelco | Unknown | CAM | Closed Circuit Television |  |  | K&K WWVDS Series | [5 empty] | Unknown |  |  | VX-242X-27-110-30A
IM006 | ITM040 | Pentax | Unknown | CAM | Closed Circuit Television |  |  | LTC 0498 | [5 empty] | Unknown CCTV |  |  | VX-242X-27x110-23-A
IM060 | ITM184 | Siqura/TKH | HSD626 | CAM | Closed Circuit Television |  |  | M5000 | [5 empty] | V660B-488IR
IM060 | ITM183 | Siqura/TKH | HSD820H3-E | CAM | Closed Circuit Television |  |  | MIC IP HD | [5 empty] | VFT-23
IM060 | ITM294 | Siqura/TKH | PD900 | CAM | Closed Circuit Television |  |  | MIC-7522-Z30WR | [5 empty] | VG4 Autodome
IM005 | ITM041 | Sony | Unknown | CAM | Closed Circuit Television |  |  | MIC-ITS1080P-B30X4 | [5 empty] | VG4-523
IM017 | ITM003 | Unknown | Unknown CCTV | CAM | Closed Circuit Television |  |  | MIC-ITS720P-B30X4 | [5 empty] | VG4-524
IM002 | ITM392 | Vicon | SDVFT-023 | CAM | Closed Circuit Television |  |  | MQ-8-POE-PLUS | [5 empty] | VG5-523
IM002 | ITM111 | Vicon | Surveyor HD PTZ | CAM | Closed Circuit Television |  |  | NBWL0355 | [5 empty] | VG5-524
IM002 | ITM196 | Vicon | Surveyor HD SN Series | CAM | Closed Circuit Television |  |  | NBWL0355A | [5 empty] | VG5-800HD
IM002 | ITM202 | Vicon | Surveyor HD SN130P | CAM | Closed Circuit Television |  |  | NBWL0356 | [5 empty] | VG5-836-ECEV-ITS
IM002 | ITM201 | Vicon | Surveyor HD SN130W | CAM | Closed Circuit Television |  |  | NextGen 6200 Series | [5 empty] | VG5-ITS Autodome
IM002 | ITM199 | Vicon | Surveyor HD SN220P | CAM | Closed Circuit Television |  |  | NextGen 6600 Series | [5 empty] | VG5-ITS1080P-30X4
IM002 | ITM200 | Vicon | Surveyor HD SN220P-L | CAM | Closed Circuit Television |  |  | OS2 | [5 empty] | VG5-ITS1080P-30X5
IM002 | ITM197 | Vicon | Surveyor HD SN220W | CAM | Closed Circuit Television |  |  | P12/M20 | [5 empty] | VG5-ITS1080P-30X6
IM002 | ITM198 | Vicon | Surveyor HD SN220W-L | CAM | Closed Circuit Television |  |  | P1214-E | [5 empty] | VG5-ITS720P-30X4
IM002 | ITM317 | Vicon | Surveyor HD SN230W | CAM | Closed Circuit Television |  |  | P1445LE
IM002 | ITM092 | Vicon | SVFT-PR23 | CAM | Closed Circuit Television |  |  | PD900
IM002 | ITM022 | Vicon | SVFT-PRS23 | CAM | Closed Circuit Television |  |  | PD910
IM002 | ITM023 | Vicon | SVFT-PRS35 | CAM | Closed Circuit Television |  |  | Q1798-LE
IM002 | ITM107 | Vicon | SVFT-PRS36 | CAM | Closed Circuit Television |  |  | Q3505-VE Mk II
IM002 | ITM024 | Vicon | SVFT-W23 | CAM | Closed Circuit Television |  |  | Q3505-VE Mk II
IM002 | ITM025 | Vicon | SVFT-W35 | CAM | Closed Circuit Television |  |  | Q3515-LVE
IM002 | ITM129 | Vicon | SVFT-W36 | CAM | Closed Circuit Television |  |  | Q6034-E
IM002 | ITM042 | Vicon | Unknown | CAM | Closed Circuit Television |  |  | Q6035-E
IM002 | ITM230 | Vicon | V660B-488IR | CAM | Closed Circuit Television |  |  | Q6044-E
IM002 | ITM195 | Vicon | VFT-23 | CAM | Closed Circuit Television |  |  | Q6045-E
IM003 | ITM043 | Videoalarm | Unknown | CAM | Closed Circuit Television |  |  | Q6045-E MARK II
IM059 | ITM205 | WTI | SW720-H.264-HD | CAM | Closed Circuit Television |  |  | Q6045-E Mark II
IM059 | ITM204 | WTI | SW720-H.264-SD | CAM | Closed Circuit Television |  |  | Q6054-E
IM059 | ITM206 | WTI | SW720P-H.264-HD-30-ENG | CAM | Closed Circuit Television |  |  | Q6055-E
IM007 | ITM081 | Adaptive | AX-8700-27x90-18A | DMS | Dynamic Message Sign |  |  | Q6074
IM007 | ITM082 | Adaptive | AX-8700-36x90-18A | DMS | Dynamic Message Sign |  |  | Q6075
IM007 | ITM085 | Adaptive | AX8700-9x36-18A | DMS | Dynamic Message Sign |  |  | QUICK ZOOM-3600
IM007 | ITM080 | Adaptive | AX-8700-9x90-18A | DMS | Dynamic Message Sign |  |  | RAS917-LSE
IM007 | ITM026 | Adaptive | AX-9700-27x126-18A | DMS | Dynamic Message Sign |  |  | RIS-9260
IM007 | ITM002 | Adaptive | FAR SIGHT | DMS | Dynamic Message Sign |  |  | RP240-BH-LL-2
IM007 | ITM044 | Adaptive | Unknown | DMS | Dynamic Message Sign |  |  | RSU2X
IM045 | ITM083 | ADDCO | BRICK | DMS | Dynamic Message Sign |  |  | RTMS
IM008 | ITM045 | American Signal Co. | Unknown | DMS | Dynamic Message Sign |  |  | RTMS Echo
IM009 | ITM246 | Daktronics | VF-2420-27x105-46-A | DMS | Dynamic Message Sign |  |  | RTMS G4
IM009 | ITM046 | Daktronics | Unknown | DMS | Dynamic Message Sign |  |  | RTMS G4-SSP
IM009 | ITM074 | Daktronics | VF-1000-27x125-12-A | DMS | Dynamic Message Sign |  |  | RTMS Sx-300 HDCAM
IM009 | ITM073 | Daktronics | VF-1000-27x125-18-A | DMS | Dynamic Message Sign |  |  | RTMS Sx-300-SSP
IM009 | ITM075 | Daktronics | VF-1300-32x80-9-A | DMS | Dynamic Message Sign |  |  | RTMS Sx-300-TCP
IM009 | ITM072 | Daktronics | VF-1320-32x128-12-A | DMS | Dynamic Message Sign |  |  | RTMS X3
IM009 | ITM091 | Daktronics | VF2000-27-125-18-A | DMS | Dynamic Message Sign |  |  | RTMS-1000
IM009 | ITM393 | Daktronics | VF2000-27X120-66-A | DMS | Dynamic Message Sign |  |  | RTMS-G4-Model K4
IM009 | ITM028 | Daktronics | VF-2000-27x125-66-A | DMS | Dynamic Message Sign |  |  | RZ4A-WDR
IM009 | ITM320 | Daktronics | VF-2000-27X90-66-A | DMS | Dynamic Message Sign |  |  | Rise 4260
IM009 | ITM158 | Daktronics | VF-2020 Series | DMS | Dynamic Message Sign |  |  | Roadtrax BL
IM009 | ITM096 | Daktronics | VF-2020-27x125-66-A | DMS | Dynamic Message Sign |  |  | S-Model
IM009 | ITM219 | Daktronics | VF-2020-27x75-18-A | DMS | Dynamic Message Sign |  |  | S5000-FAW-66-7X20
IM009 | ITM259 | Daktronics | VF-2020-27x75-66-A | DMS | Dynamic Message Sign |  |  | SDA Series
IM009 | ITM307 | Daktronics | VF-2020-54X180-34-RGB | DMS | Dynamic Message Sign |  |  | SDVFT-023
IM009 | ITM136 | Daktronics | VF-2020-54x210-34-RGB | DMS | Dynamic Message Sign |  |  | SENS-SX-GATEWAY
IM009 | ITM319 | Daktronics | VF-2020-54X255-34-RGB | DMS | Dynamic Message Sign |  |  | SNZ-5200
IM009 | ITM209 | Daktronics | VF-2020-96x336-20-RGB | DMS | Dynamic Message Sign |  |  | SNZ-6320
IM009 | ITM273 | Daktronics | VF-2020-96x400-20-RGB | DMS | Dynamic Message Sign |  |  | SS105
IM009 | ITM076 | Daktronics | VF-20X0-27x105-66-X | DMS | Dynamic Message Sign |  |  | SS105V
IM009 | ITM077 | Daktronics | VF-20X0-27x125-66-X | DMS | Dynamic Message Sign |  |  | SS125
IM009 | ITM078 | Daktronics | VF-21X0-27x105-66-X | DMS | Dynamic Message Sign |  |  | SS126
IM009 | ITM160 | Daktronics | VF-2320-32x48-20-RGB | DMS | Dynamic Message Sign |  |  | SS126 HD
IM009 | ITM258 | Daktronics | VF-2320-32x48-6-A | DMS | Dynamic Message Sign |  |  | SS126 Retrofitted
IM009 | ITM257 | Daktronics | VF-2320-32x64-9-A | DMS | Dynamic Message Sign |  |  | SS200 SmartSensor Advance
IM009 | ITM394 | Daktronics | VF-2420-18X60-46-A | DMS | Dynamic Message Sign |  |  | SS225 SmartSensor Matrix
IM009 | ITM268 | Daktronics | VF-2420-18x90-66-A | DMS | Dynamic Message Sign |  |  | SS300
IM009 | ITM308 | Daktronics | VF-2420-27X110-46-A | DMS | Dynamic Message Sign |  |  | SS400
IM009 | ITM029 | Daktronics | VF-2420-27x75-46-A | DMS | Dynamic Message Sign |  |  | SVFT-PR23
IM009 | ITM159 | Daktronics | VF-2420-36x150-34-RGB | DMS | Dynamic Message Sign |  |  | SVFT-PRS23
IM009 | ITM321 | Daktronics | VF-2420-45X180-34-RGB | DMS | Dynamic Message Sign |  |  | SVFT-PRS35
IM009 | ITM346 | Daktronics | VF-2420-48x144-20-RGB | DMS | Dynamic Message Sign |  |  | SVFT-PRS36
IM009 | ITM318 | Daktronics | VF-2420-54X255-34-RGB | DMS | Dynamic Message Sign |  |  | SVFT-W23
IM009 | ITM368 | Daktronics | VF-2420-64x240-20-RGB | DMS | Dynamic Message Sign |  |  | SVFT-W35
IM009 | ITM389 | Daktronics | VF-2420-80x192-20-RGB | DMS | Dynamic Message Sign |  |  | SVFT-W36
IM009 | ITM272 | Daktronics | VF-2420-80x240-20-RGB | DMS | Dynamic Message Sign |  |  | SW720-H.264-HD
IM009 | ITM247 | Daktronics | VF-2420-80x304-20-RGB | DMS | Dynamic Message Sign |  |  | SW720-H.264-SD
IM009 | ITM274 | Daktronics | VF-2420-90X400-20-RGB | DMS | Dynamic Message Sign |  |  | SW720P-H.264-HD-30-ENG
IM009 | ITM375 | Daktronics | VF-2420-96x288-20-RGB | DMS | Dynamic Message Sign |  |  | SafePace
IM009 | ITM275 | Daktronics | VF-2420-96x352-20-RGB | DMS | Dynamic Message Sign |  |  | Sensit Gateway US
IM009 | ITM090 | Daktronics | VF-24X0-27x105-46-X | DMS | Dynamic Message Sign |  |  | Sensit IR Flush Mount
IM009 | ITM079 | Daktronics | VF-24X0-27x105-66-X | DMS | Dynamic Message Sign |  |  | Sensit Relay Node 2G
IM009 | ITM161 | Daktronics | VM-1020 Series | DMS | Dynamic Message Sign |  |  | SmartSensor HD 101-0415
IM009 | ITM265 | Daktronics | VM-1020-24X144-20-RGB | DMS | Dynamic Message Sign |  |  | SmartSensor HD 101-0416
IM009 | ITM266 | Daktronics | VM-1020-24X304-20-RGB | DMS | Dynamic Message Sign |  |  | SmartSensor HD Series
IM009 | ITM357 | Daktronics | VM-1020-24x352-20-RGB | DMS | Dynamic Message Sign |  |  | SmartView360
IM009 | ITM254 | Daktronics | VMS 96X400 Full Color | DMS | Dynamic Message Sign |  |  | Spectra 360
IM009 | ITM250 | Daktronics | VMS-27X110 MONO | DMS | Dynamic Message Sign |  |  | Spectra IV-DD4CBW35
IM009 | ITM251 | Daktronics | VMS-27x120 MONO | DMS | Dynamic Message Sign |  |  | Spectrum Smartlink 1B
IM009 | ITM249 | Daktronics | VMS-27x125 MONO | DMS | Dynamic Message Sign |  |  | Surveyor HD PTZ
IM009 | ITM248 | Daktronics | VMS-54x180 | DMS | Dynamic Message Sign |  |  | Surveyor HD SN Series
IM009 | ITM253 | Daktronics | VMS-FULL-27x120 MONO | DMS | Dynamic Message Sign |  |  | Surveyor HD SN130P
IM009 | ITM252 | Daktronics | VMS-FULL-27X90 MONO | DMS | Dynamic Message Sign |  |  | Surveyor HD SN130W
IM009 | ITM316 | Daktronics | VX-2420-27X120-66-A | DMS | Dynamic Message Sign |  |  | Surveyor HD SN220P
IM009 | ITM327 | Daktronics | VX-2420-80X304-20-RGB | DMS | Dynamic Message Sign |  |  | Surveyor HD SN220P-L
IM010 | ITM047 | Display Solutions | Unknown | DMS | Dynamic Message Sign |  |  | Surveyor HD SN220W
IM011 | ITM048 | Fiberoptic Display Systems | Unknown | DMS | Dynamic Message Sign |  |  | Surveyor HD SN220W-L
IM012 | ITM030 | Ledstar | Unknown | DMS | Dynamic Message Sign |  |  | Surveyor HD SN230W
IM012 | ITM049 | Ledstar | VMS-105-27x125 | DMS | Dynamic Message Sign |  |  | SwiftGate
IM012 | ITM244 | Ledstar | VMS-106-27X90 | DMS | Dynamic Message Sign |  |  | Sx-300
IM012 | ITM322 | Ledstar | VMS-133-27x125-66-C-W | DMS | Dynamic Message Sign |  |  | TAPCO
IM012 | ITM241 | Ledstar | VMS-133-27X125-W-66-30 | DMS | Dynamic Message Sign |  |  | TC-CK1-VMS
IM012 | ITM113 | Ledstar | VMS-133-48-64-20-C-F | DMS | Dynamic Message Sign |  |  | TG-NextGen-5234
IM012 | ITM271 | Ledstar | VMS-133-54x210-33C | DMS | Dynamic Message Sign |  |  | TK-C720U
IM012 | ITM323 | Ledstar | VMS-133-54x210-33-C | DMS | Dynamic Message Sign |  |  | TL1XPRJT_8
IM012 | ITM178 | Ledstar | VMS-133-54x210C | DMS | Dynamic Message Sign |  |  | Tapco
IM012 | ITM127 | Ledstar | VMS133-54X210C-33-C | DMS | Dynamic Message Sign |  |  | Traditional Camera
IM012 | ITM242 | Ledstar | VMS-133-54x210-C-F2 | DMS | Dynamic Message Sign |  |  | TrafiCam2
IM012 | ITM325 | Ledstar | VMS-133-54x250-33-C | DMS | Dynamic Message Sign |  |  | TrafiSense BPL 317
IM012 | ITM112 | Ledstar | VMS-133-96-416-20-C-W | DMS | Dynamic Message Sign |  |  | TrafiSense BPL 325
IM012 | ITM231 | Ledstar | VMS-133-96X400-20-C-W | DMS | Dynamic Message Sign |  |  | TrafiSense BPL 335
IM012 | ITM335 | Ledstar | VMS-133-96X400-C-W | DMS | Dynamic Message Sign |  |  | TrafiSense BPL 345
IM012 | ITM179 | Ledstar | VMS-136 Series | DMS | Dynamic Message Sign |  |  | TrafiSense BPL 390
IM012 | ITM245 | Ledstar | VMS-136-18x90-66-A | DMS | Dynamic Message Sign |  |  | TrafiSense ETH 317
IM012 | ITM243 | Ledstar | VMS-136-18X90-F2 | DMS | Dynamic Message Sign |  |  | TrafiSense ETH 325
IM012 | ITM263 | Ledstar | VMS-136-24X112-20-C-E | DMS | Dynamic Message Sign |  |  | TrafiSense ETH 335
IM012 | ITM264 | Ledstar | VMS-136-24X304-20C-F | DMS | Dynamic Message Sign |  |  | TrafiSense ETH 345
IM012 | ITM240 | Ledstar | VMS-136-27X125-46-C-F | DMS | Dynamic Message Sign |  |  | TrafiSense ETH 390
IM012 | ITM180 | Ledstar | VMS-136-27x80-46-X | DMS | Dynamic Message Sign |  |  | Unknown
IM012 | ITM324 | Ledstar | VMS-136-36x140-33-C-F | DMS | Dynamic Message Sign |  |  | Unknown AVI
IM012 | ITM117 | Ledstar | VMS-136-36X200-33-C-F | DMS | Dynamic Message Sign |  |  | Unknown CCTV
IM012 | ITM310 | Ledstar | VMS-136-48x240-20-C-F | DMS | Dynamic Message Sign |  |  | Unknown DMS
IM012 | ITM334 | Ledstar | VMS-136-64X192-C-F | DMS | Dynamic Message Sign |  |  | Unknown EDS
IM012 | ITM311 | Ledstar | VMS-136-80X272-20-C-F | DMS | Dynamic Message Sign |  |  | Unknown ESFS
IM012 | ITM312 | Ledstar | VMS-136-96x288-20-C | DMS | Dynamic Message Sign |  |  | Unknown Gate
IM012 | ITM333 | Ledstar | VMS-136-96X288-C-F | DMS | Dynamic Message Sign |  |  | Unknown RSU
IM013 | ITM050 | Mark IV | Unknown | DMS | Dynamic Message Sign |  |  | Unknown SBCS
IM014 | ITM051 | McCain Inc. | Unknown | DMS | Dynamic Message Sign |  |  | Unknown VDS
IM062 | ITM182 | SES America | M5000 | DMS | Dynamic Message Sign |  |  | Unknown WAP
IM062 | ITM276 | SES America | S5000-FAW-66-7X20 | DMS | Dynamic Message Sign |  |  | Unknown WRP
IM015 | ITM052 | Siemens ITS | Unknown | DMS | Dynamic Message Sign |  |  | V660B-488IR
IM016 | ITM053 | Skyline Products | Unknown | DMS | Dynamic Message Sign |  |  | VARIO LED
IM016 | ITM027 | Skyline Products | VMSLED-W-3-18F-27-125-I | DMS | Dynamic Message Sign |  |  | VATCS/S1-1/SD/L/DL/PT
IM016 | ITM094 | Skyline Products | VMSLED-W-3-18F-27x105-1 | DMS | Dynamic Message Sign |  |  | VATCSR2-1 Series
IM063 | ITM187 | Telegra | NextGen 6200 Series | DMS | Dynamic Message Sign |  |  | VDS-POD
IM063 | ITM186 | Telegra | NextGen 6600 Series | DMS | Dynamic Message Sign |  |  | VDS240
IM063 | ITM185 | Telegra | TG-NextGen-5234 | DMS | Dynamic Message Sign |  |  | VF-1000-27x125-12-A
IM018 | ITM004 | Unknown | Unknown DMS | DMS | Dynamic Message Sign |  |  | VF-1000-27x125-18-A
IM033 | ITM084 | Vultron | F-042-A | DMS | Dynamic Message Sign |  |  | VF-1300-32x80-9-A
IM033 | ITM054 | Vultron | Unknown | DMS | Dynamic Message Sign |  |  | VF-1320-32x128-12-A
IM037 | ITM069 | Dambach | Unknown | EDS | Electronic Display Sign |  |  | VF-2000-27X90-66-A
IM037 | ITM068 | Dambach | VARIO LED | EDS | Electronic Display Sign |  |  | VF-2000-27x125-66-A
IM064 | ITM173 | Information Display | ASL Series | EDS | Electronic Display Sign |  |  | VF-2020 Series
IM064 | ITM207 | Information Display | SDA Series | EDS | Electronic Display Sign |  |  | VF-2020-27X90-34-A
IM065 | ITM194 | Unipart Dorman | VATCS/S1-1/SD/L/DL/PT | EDS | Electronic Display Sign |  |  | VF-2020-27X90-66-A
IM065 | ITM192 | Unipart Dorman | VATCSR2-1 Series | EDS | Electronic Display Sign |  |  | VF-2020-27x125-66-A
IM065 | ITM193 | Unipart Dorman | W1 Series | EDS | Electronic Display Sign |  |  | VF-2020-27x127-34-A
IM038 | ITM070 | Unknown | Unknown EDS | EDS | Electronic Display Sign |  |  | VF-2020-27x75-18-A
IM041 | ITM062 | 3M | Unknown | ESFS | Electronic Speed Feedback Sign |  |  | VF-2020-27x75-66-A
IM054 | ITM162 | Dorman | DF15 Series | ESFS | Electronic Speed Feedback Sign |  |  | VF-2020-54X180-34-RGB
IM054 | ITM109 | Dorman | DF15_Y:R_SPD_SOL_YG | ESFS | Electronic Speed Feedback Sign |  |  | VF-2020-54X255-34-RGB
IM066 | ITM174 | Information Display | VSC-1520F | ESFS | Electronic Speed Feedback Sign |  |  | VF-2020-54x210-34-RGB
IM066 | ITM175 | Information Display | VSC-1820F | ESFS | Electronic Speed Feedback Sign |  |  | VF-2020-54x255-20-RGB
IM043 | ITM065 | Quixote | 515P | ESFS | Electronic Speed Feedback Sign |  |  | VF-2020-96x336-20-RGB
IM043 | ITM066 | Quixote | Unknown | ESFS | Electronic Speed Feedback Sign |  |  | VF-2020-96x400-20-RGB
IM042 | ITM063 | Traffic Logix | SafePace | ESFS | Electronic Speed Feedback Sign |  |  | VF-2020-96x416-20-RGB
IM042 | ITM064 | Traffic Logix | Unknown | ESFS | Electronic Speed Feedback Sign |  |  | VF-20X0-27x105-66-X
IM040 | ITM191 | TraffiCalm Systems | iQ Series | ESFS | Electronic Speed Feedback Sign |  |  | VF-20X0-27x125-66-X
IM040 | ITM061 | TraffiCalm Systems | Unknown | ESFS | Electronic Speed Feedback Sign |  |  | VF-21X0-27x105-66-X
IM044 | ITM067 | Unknown | Unknown ESFS | ESFS | Electronic Speed Feedback Sign |  |  | VF-2320-32x48-20-RGB
IM050 | ITM100 | B & B Roadway | HW-2 | GATE | Gate |  |  | VF-2320-32x48-6-A
IM050 | ITM101 | B & B Roadway | HW-4 | GATE | Gate |  |  | VF-2320-32x64-9-A
IM050 | ITM102 | B & B Roadway | VR-6 | GATE | Gate |  |  | VF-23X0-27X120-34-A
IM050 | ITM103 | B & B Roadway | VR-6V | GATE | Gate |  |  | VF-2420-18X60-46-A
IM051 | ITM104 | Energy Absorption System | 3576920 | GATE | Gate |  |  | VF-2420-18x90-66-A
IM053 | ITM106 | Unknown | Unknown Gate | GATE | Gate |  |  | VF-2420-27X105-48-A
IM052 | ITM105 | Versilis | SwiftGate | GATE | Gate |  |  | VF-2420-27X110-46-A
IM076 | ITM211 | Arada/Lear | Unknown | RSU | Roadside Unit |  |  | VF-2420-27x75-46-A
IM077 | ITM212 | Codha | Unknown | RSU | Roadside Unit |  |  | VF-2420-36x150-34-RGB
IM078 | ITM331 | Commsignia | ITS-RS4 | RSU | Roadside Unit |  |  | VF-2420-45X180-34-RGB
IM078 | ITM213 | Commsignia | Unknown | RSU | Roadside Unit |  |  | VF-2420-48x144-20-RGB
IM109 | ITM398 | Kapsch | RIS-9260 | RSU | Roadside Unit |  |  | VF-2420-54X255-34-RGB
IM079 | ITM214 | Miovision | Unknown | RSU | Roadside Unit |  |  | VF-2420-64x160-20-RGB
IM080 | ITM215 | Savari | Unknown | RSU | Roadside Unit |  |  | VF-2420-64x240-20-RGB
IM081 | ITM216 | Siemens | Unknown | RSU | Roadside Unit |  |  | VF-2420-80x192-20-RGB
IM060 | ITM441 | Siqura/TKH | PD910 | CAM | Closed Circuit Television |  |  | VF-2420-80x240-20-RGB
IM082 | ITM217 | TrafficCast/Denso | Unknown | RSU | Roadside Unit |  |  | VF-2420-80x304-20-RGB
IM075 | ITM210 | Unknown | Unknown RSU | RSU | Roadside Unit |  |  | VF-2420-90X400-20-RGB
IM083 | ITM218 | Wave Mobile Solutions | Unknown | RSU | Roadside Unit |  |  | VF-2420-96x288-20-RGB
IM026 | ITM012 | AutoScope | RTMS-1000 | VDS | Vehicle Detection System |  |  | VF-2420-96x352-20-RGB
IM026 | ITM055 | AutoScope | Unknown | VDS | Vehicle Detection System |  |  | VF-2420-96x416-20-RGB
IM108 | ITM381 | Avigilon | 3.0C H4A 25G BO1 IR | VDS | Vehicle Detection System |  |  | VF-24X0-27x105-46-X
IM108 | ITM380 | Avigilon | 4.0C H5A BO1 IR | VDS | Vehicle Detection System |  |  | VF-24X0-27x105-66-X
IM108 | ITM382 | Avigilon | 640S H4A THC BO50 Thermal | VDS | Vehicle Detection System |  |  | VF2000-27-125-18-A
IM108 | ITM376 | Avigilon | H4A | VDS | Vehicle Detection System |  |  | VF2000-27X120-66-A
IM108 | ITM377 | Avigilon | H5A | VDS | Vehicle Detection System |  |  | VFT-23
IM099 | ITM298 | Axis | P1214-E | VDS | Vehicle Detection System |  |  | VG4 Autodome
IM099 | ITM384 | Axis | Q1798-LE | VDS | Vehicle Detection System |  |  | VG4-523
IM048 | ITM089 | BiTrans | Unknown | VDS | Vehicle Detection System |  |  | VG4-524
IM046 | ITM071 | Canogo | 944 | VDS | Vehicle Detection System |  |  | VG5-523
IM067 | ITM328 | Econolite | AutoScope Encore A700-1035-4 | VDS | Vehicle Detection System |  |  | VG5-524
IM068 | ITM165 | FLIR | TrafiCam2 | VDS | Vehicle Detection System |  |  | VG5-800HD
IM068 | ITM354 | FLIR | TrafiSense BPL 317 | VDS | Vehicle Detection System |  |  | VG5-836-ECEV-ITS
IM068 | ITM361 | FLIR | TrafiSense BPL 325 | VDS | Vehicle Detection System |  |  | VG5-ITS Autodome
IM068 | ITM363 | FLIR | TrafiSense BPL 335 | VDS | Vehicle Detection System |  |  | VG5-ITS1080P-30X4
IM068 | ITM358 | FLIR | TrafiSense BPL 345 | VDS | Vehicle Detection System |  |  | VG5-ITS1080P-30X5
IM068 | ITM365 | FLIR | TrafiSense BPL 390 | VDS | Vehicle Detection System |  |  | VG5-ITS1080P-30X6
IM068 | ITM359 | FLIR | TrafiSense ETH 317 | VDS | Vehicle Detection System |  |  | VG5-ITS720P-30X4
IM068 | ITM360 | FLIR | TrafiSense ETH 325 | VDS | Vehicle Detection System |  |  | VM-1020 Series
IM068 | ITM362 | FLIR | TrafiSense ETH 335 | VDS | Vehicle Detection System |  |  | VM-1020-24X144-20-RGB
IM068 | ITM353 | FLIR | TrafiSense ETH 345 | VDS | Vehicle Detection System |  |  | VM-1020-24X304-20-RGB
IM068 | ITM364 | FLIR | TrafiSense ETH 390 | VDS | Vehicle Detection System |  |  | VM-1020-24x352-20-RGB
IM069 | ITM379 | GovComm | GC-IL-421 | VDS | Vehicle Detection System |  |  | VMS 96X400 Full Color
IM069 | ITM385 | GovComm | GC-IL-426 | VDS | Vehicle Detection System |  |  | VMS-105-27x125
IM069 | ITM171 | GovComm | GC-R Series | VDS | Vehicle Detection System |  |  | VMS-106-27X90
IM069 | ITM378 | GovComm | GC-THB615 | VDS | Vehicle Detection System |  |  | VMS-133-27X125-W-66-30
IM070 | ITM355 | GRIDSMART Technologies | Bell Camera | VDS | Vehicle Detection System |  |  | VMS-133-27x125-66-C-W
IM070 | ITM172 | GRIDSMART Technologies | Spectra 360 | VDS | Vehicle Detection System |  |  | VMS-133-48-64-20-C-F
IM070 | ITM356 | GRIDSMART Technologies | Traditional Camera | VDS | Vehicle Detection System |  |  | VMS-133-54X260-33-C-W
IM103 | ITM345 | Houston Radar | DR500C-BOM2 | VDS | Vehicle Detection System |  |  | VMS-133-54x210-33-C
IM103 | ITM344 | Houston Radar | SS400 | VDS | Vehicle Detection System |  |  | VMS-133-54x210-33C
IM034 | ITM017 | Image Sensing Systems | G4 (HD) | VDS | Vehicle Detection System |  |  | VMS-133-54x210-C-F2
IM034 | ITM108 | Image Sensing Systems | RTMS G4 | VDS | Vehicle Detection System |  |  | VMS-133-54x210C
IM034 | ITM125 | Image Sensing Systems | RTMS G4-SSP | VDS | Vehicle Detection System |  |  | VMS-133-54x250-33-C
IM034 | ITM282 | Image Sensing Systems | RTMS Sx-300 HDCAM | VDS | Vehicle Detection System |  |  | VMS-133-96-416-20-C-W
IM034 | ITM126 | Image Sensing Systems | RTMS Sx-300-SSP | VDS | Vehicle Detection System |  |  | VMS-133-96X400-20-C-W
IM034 | ITM306 | Image Sensing Systems | RTMS Sx-300-TCP | VDS | Vehicle Detection System |  |  | VMS-133-96X400-C-W
IM034 | ITM018 | Image Sensing Systems | RTMS X3 | VDS | Vehicle Detection System |  |  | VMS-136 Series
IM034 | ITM176 | Image Sensing Systems | RTMS-G4-Model K4 | VDS | Vehicle Detection System |  |  | VMS-136-18X90-F2
IM034 | ITM188 | Image Sensing Systems | Sx-300 | VDS | Vehicle Detection System |  |  | VMS-136-18x90-66-A
IM034 | ITM056 | Image Sensing Systems | Unknown | VDS | Vehicle Detection System |  | ` | VMS-136-24X112-20-C-E
IM039 | ITM401 | Iteris | RZ4A-WDR | VDS | Vehicle Detection System |  |  | VMS-136-24X304-20C-F
IM039 | ITM057 | Iteris | Unknown | VDS | Vehicle Detection System |  |  | VMS-136-27X125-46-C-F
IM111 | ITM400 | Miovision | SmartView360 | VDS | Vehicle Detection System |  |  | VMS-136-27x80-46-X
IM071 | ITM383 | MS Sedco | TC-CK1-VMS | VDS | Vehicle Detection System |  |  | VMS-136-36X200-33-C-F
IM074 | ITM208 | Nedap | Sensit IR Flush Mount | VDS | Vehicle Detection System |  |  | VMS-136-36x140-33-C-F
IM027 | ITM013 | Nortech | RTMS | VDS | Vehicle Detection System |  |  | VMS-136-48x240-20-C-F
IM027 | ITM058 | Nortech | Unknown | VDS | Vehicle Detection System |  |  | VMS-136-64X192-C-F
IM049 | ITM386 | Ouster | OS2 | VDS | Vehicle Detection System |  |  | VMS-136-80X272-20-C-F
IM092 | ITM280 | Samsung | SNZ-5200 | VDS | Vehicle Detection System |  |  | VMS-136-96X288-C-F
IM092 | ITM281 | Samsung | SNZ-6320 | VDS | Vehicle Detection System |  |  | VMS-136-96x288-20-C
IM047 | ITM088 | Sensys | AP240-ES | VDS | Vehicle Detection System |  |  | VMS-138-27X125-46-C-F
IM047 | ITM181 | Sensys | VDS240 | VDS | Vehicle Detection System |  |  | VMS-27X110 MONO
IM091 | ITM277 | TE Connectivity | Roadtrax BL | VDS | Vehicle Detection System |  |  | VMS-27x120 MONO
IM073 | ITM203 | Trafficware | VDS-POD | VDS | Vehicle Detection System |  |  | VMS-27x125 MONO
IM025 | ITM010 | Traficon | Unknown | VDS | Vehicle Detection System |  |  | VMS-54x180
IM022 | ITM008 | Unknown | Unknown VDS | VDS | Vehicle Detection System |  |  | VMS-FULL-27X90 MONO
IM035 | ITM135 | Wavetronix | SmartSensor HD 101-0415 | VDS | Vehicle Detection System |  |  | VMS-FULL-27x120 MONO
IM035 | ITM124 | Wavetronix | SmartSensor HD 101-0416 | VDS | Vehicle Detection System |  |  | VMS133-54X210C-33-C
IM035 | ITM164 | Wavetronix | SmartSensor HD Series | VDS | Vehicle Detection System |  |  | VMSLED-W-3-18F-27-125-I
IM035 | ITM019 | Wavetronix | SS105 | VDS | Vehicle Detection System |  |  | VMSLED-W-3-18F-27x105-1
IM035 | ITM131 | Wavetronix | SS105V | VDS | Vehicle Detection System |  |  | VR-6
IM035 | ITM087 | Wavetronix | SS125 | VDS | Vehicle Detection System |  |  | VR-6V
IM035 | ITM123 | Wavetronix | SS126 | VDS | Vehicle Detection System |  |  | VSC-1520F
IM035 | ITM132 | Wavetronix | SS126 HD | VDS | Vehicle Detection System |  |  | VSC-1820F
IM035 | ITM122 | Wavetronix | SS126 Retrofitted | VDS | Vehicle Detection System |  |  | VX-2420-27X120-66-A
IM035 | ITM330 | Wavetronix | SS200 SmartSensor Advance | VDS | Vehicle Detection System |  |  | VX-2420-80X304-20-RGB
IM035 | ITM163 | Wavetronix | SS225 SmartSensor Matrix | VDS | Vehicle Detection System |  |  | VX-242X-27-110-30A
IM035 | ITM059 | Wavetronix | Unknown | VDS | Vehicle Detection System |  |  | VX-242X-27x110-23-A
IM095 | ITM289 | Civic Smart | GATEWAY-PM-L-3-NSP-02 | ACC | Wireless Access Point |  |  | Vantage Vector
IM095 | ITM288 | Civic Smart | SENS-SX-GATEWAY | ACC | Wireless Access Point |  |  | Vantage Velocity
IM100 | ITM313 | Nedap | Sensit Gateway US | ACC | Wireless Access Point |  |  | W1 Series
IM094 | ITM284 | Sensys Networks | FLEX-AP-D-XC | ACC | Wireless Access Point |  |  | XP20
IM094 | ITM285 | Sensys Networks | FLEX-AP-ED-XC | ACC | Wireless Access Point |  |  | iQ Series
IM094 | ITM287 | Sensys Networks | FLEX-AP-ES-XC | ACC | Wireless Access Point
IM094 | ITM286 | Sensys Networks | FLEX-AP-S-XC | ACC | Wireless Access Point
IM093 | ITM283 | Unknown | Unknown WAP | ACC | Wireless Access Point
IM101 | ITM314 | Nedap | Sensit Relay Node 2G | RPT | Wireless Repeater Point
IM097 | ITM367 | Sensys Networks | FLEX-RP240 | RPT | Wireless Repeater Point
IM097 | ITM291 | Sensys Networks | FLEX-RP-B-2 | RPT | Wireless Repeater Point
IM097 | ITM292 | Sensys Networks | FLEX-RP-B-LL-2 | RPT | Wireless Repeater Point
IM097 | ITM293 | Sensys Networks | RP240-BH-LL-2 | RPT | Wireless Repeater Point
IM096 | ITM290 | Unknown | Unknown WRP | RPT | Wireless Repeater Point
IM107 | ITM351 | Carmanah | Carmanah | WWD | Wrong Way Vehicle Detection System
IM105 | ITM349 | GovComm | GC-WWVDS-Series | WWD | Wrong Way Vehicle Detection System
IM106 | ITM350 | K&K Systems | K&K WWVDS Series | WWD | Wrong Way Vehicle Detection System
IM104 | ITM348 | TAPCO | TAPCO | WWD | Wrong Way Vehicle Detection System
UNK | TM001 | Unknown | Unknown SBCS | SBCS | Safety Barrier Cable System
IM070 | ITM403 | GRIDSMART Technologies | GS-3-SMK | VDS | Vehicle Detection System
IM035 | ITM402 | Global Traffic Technologies | 700 Series | VDS | Vehicle Detection System
IM103 | ITM404 | Houston Radar | SS300 | VDS | Vehicle Detection System
IM081 | ITM405 | Siemens | DAT-RSU-1219 | RSU | Roadside Unit
IM0113 | ITM406 | Yumex | RSU2X | RSU | Roadside Unit
IM114 | ITM407 | Quanergy | MQ-8-POE-PLUS | VDS | Vehicle Detection System
IM009 | ITM408 | Daktronics | VF-2020-54x255-20-RGB | DMS | Dynamic Message Sign
IM009 | ITM409 | Daktronics | VF-2020-27x127-34-A | DMS | Dynamic Message Sign
IM009 | ITM410 | Daktronics | VX-242X-27x110-23-A | DMS | Dynamic Message Sign
IM062 | ITM411 | SES America | 27x125 Mk-IV Retrofit | DMS | Dynamic Message Sign
IM062 | ITM412 | SES America | 27x125, Pure LED F Matrix | DMS | Dynamic Message Sign
IM012 | ITM413 | Ledstar | VMS-133-54X260-33-C-W | DMS | Dynamic Message Sign
IM009 | ITM414 | Daktronics | VF-23X0-27X120-34-A | DMS | Dynamic Message Sign
IM009 | ITM415 | Daktronics | VX-242X-27-110-30A | DMS | Dynamic Message Sign
IM009 | ITM416 | Daktronics | VF-2420-27X105-48-A | DMS | Dynamic Message Sign
IM009 | ITM417 | Daktronics | VF-2020-27X90-66-A | DMS | Dynamic Message Sign
IM009 | ITM419 | Daktronics | VF-2020-27X90-34-A | DMS | Dynamic Message Sign
IM012 | ITM418 | Ledstar | VMS-138-27X125-46-C-F | DMS | Dynamic Message Sign
IM016 | ITM420 | Skyline Products | 2801-DMSC-001 | DMS | Dynamic Message Sign
IM009 | ITM421 | Daktronics | VF-2020-96x416-20-RGB | DMS | Dynamic Message Sign
IM009 | ITM422 | Daktronics | VF-2420-96x416-20-RGB | DMS | Dynamic Message Sign
IM009 | ITM423 | Daktronics | VF-2420-64x160-20-RGB | DMS | Dynamic Message Sign
IM115 | ITM424 | Tapco | Tapco | VDS | Vehicle Detection System
IM035 | ITM425 | Wavetronix | XP20 | VDS | Vehicle Detection System
IM116 | ITM426 | Iteris | BLUETOAD SPECTRA CV (DSRC/C-V2 | RSU | Roadside Unit
IM099 | ITM427 | Axis | Q3505-VE Mk II | VDS | Vehicle Detection System
IM099 | ITM428 | Axis | Q3515-LVE | VDS | Vehicle Detection System
IM099 | ITM429 | Axis | Q6034-E | VDS | Vehicle Detection System
IM099 | ITM430 | Axis | Q6035-E | VDS | Vehicle Detection System
IM099 | ITM431 | Axis | Q6044-E | VDS | Vehicle Detection System
IM099 | ITM432 | Axis | Q6045-E | VDS | Vehicle Detection System
IM099 | ITM433 | Axis | Q6045-E MARK II | VDS | Vehicle Detection System
IM099 | ITM434 | Axis | Q6054-E | VDS | Vehicle Detection System
IM099 | ITM435 | Axis | Q6055-E | VDS | Vehicle Detection System
IM099 | ITM436 | Axis | Q6074 | VDS | Vehicle Detection System
IM099 | ITM437 | Axis | Q6075 | VDS | Vehicle Detection System
IM034 | ITM438 | Image Sensing Systems | RTMS Echo | VDS | Vehicle Detection System
IM070 | ITM439 | GRIDSMART Technologies | GS-3-SMA-F | VDS | Vehicle Detection System
IM039 | ITM440 | Iteris | Vantage Vector | VDS | Vehicle Detection System
IM117 | ITM442 | VIION | TC400GC | VDS | Vehicle Detection System
IM118 | ITM443 | Island Radar | Smart Sensor Matrix Rail | VDS | Vehicle Detection System
IM070 | ITM517 | GRIDSMART Technologies | FE3 | VDS | Vehicle Detection System
IM070 | ITM518 | GRIDSMART Technologies | AC3 | VDS | Vehicle Detection System
IM119 | ITM444 | SES America | VFMX Series | EDS | Electronic Display Sign
IM068 | ITM445 | FLIR | TrafiOne 195 | VDS | Vehicle Detection System
IM121 | ITM519 | Smartmicro | UMRR-12 Type 48 | VDS | Vehicle Detection System
IM069 | ITM520 | Govcomm | GC-THB619 | VDS | Vehicle Detection System
IM069 | ITM521 | Govcomm | GC-THB1225 | VDS | Vehicle Detection System
IM069 | ITM522 | Govcomm | GC-IL-U550 | VDS | Vehicle Detection System
IM068 | ITM523 | FLIR | TrafiSense AI 632 | VDS | Vehicle Detection System
IM099 | ITM525 | Axis | P3727-PLE | VDS | Vehicle Detection System
IM122 | ITM526 | ITS Express | AIS-8300 | CAM | Closed Circuit Television
IM116 | ITM527 | Iteris | Bluetoad C-V2X | RSU | Roadside Unit
IM124 | ITM530 | Bosch | NBE-7702-ALX | VDS | Vehicle Detection System
IM123 | ITM529 | Transportation Control Devices | TCS-WWVDS | WWD | Wrong Way Vehicle Detection System
IM012 | ITM531 | Ledstar | VMS-136-64x160-20-C-F | DMS | Dynamic Message Sign
IM057 | ITM532 | Axis | Q1805-LE | CAM | Closed Circuit Television
IM032 | ITM533 | Pelco | ES 6230-12P | CAM | Closed Circuit Television
IM057 | ITM534 | Axis | Q6315 | CAM | Closed Circuit Television

## ITS_DEV_MOUNT_TYPE (hidden)
MOUNT_TYPE_CD | MOUNT_TYPE_DESC | ITS_DEV_TYPE_CD | ACC | MOUNT_TYPE_DESC | AVI | MOUNT_TYPE_DESC | CCTV | MOUNT_TYPE_DESC | DMS | MOUNT_TYPE_DESC | EDS | MOUNT_TYPE_DESC | RPT | MOUNT_TYPE_DESC | RSU | MOUNT_TYPE_DESC | VDS | MOUNT_TYPE_DESC
ACC01 | Bridge Mount | ACC |  | Bridge Mount |  | Bridge Mount |  | Bridge Mount |  | Bridge Mount |  | Bridge Mount |  | Bridge Mount |  | Bridge Mount |  | Bridge Mount
ACC02 | Cantilever Mount | ACC |  | Cantilever Mount |  | Cantilever Structure Mount |  | Cantilever Mount |  | Cantilever Mount |  | Cantilever Mount |  | Cantilever Mount |  | Cantilever Structure Mount |  | Cantilever Structure Mount
ACC03 | Mast Arm Mount | ACC |  | Mast Arm Mount |  | In-Pavement |  | Mast Arm Mount |  | Mast Arm Mount |  | Mast Arm Mount |  | Mast Arm Mount |  | In-Pavement |  | In-Pavement
ACC04 | Overhead Span Mount | ACC |  | Overhead Span Mount |  | Mast Arm Mount |  | Overhead Span Mount |  | Overhead Span Mount |  | Overhead Span Mount |  | Overhead Span Mount |  | Overhead Structure Mount |  | Mast Arm Mount
ACC05 | Pole Mount | ACC |  | Pole Mount |  | Overhead Structure Mount |  | Pole Mount |  | Pole Mount |  | Pole Mount |  | Pole Mount |  | Pole Mount |  | Overhead Structure Mount
ACC06 | Sign Mount | ACC |  | Sign Mount |  | Pole Mount |  | Wall Mount |  | Wall Mount |  | Wall Mount |  | Sign Mount |  | Under-Pavement |  | Pole Mount
ACC07 | Wall Mount | ACC |  | Wall Mount |  | Under-Pavement | [7 empty] | Wall Mount |  | Wall Mount |  | Under-Pavement
BM | Bridge Mount | AVI |  |  |  | Wall Mount | [11 empty] | Wall Mount
CSM | Cantilever Structure Mount | AVI
AVIMST | Mast Arm Mount | AVI
IP | In-Pavement | AVI
OSM | Overhead Structure Mount | AVI
PM | Pole Mount | AVI
UP | Under-Pavement | AVI
WM | Wall Mount | AVI
CM0001 | Pole Mount | CAM
CM0002 | Wall Mount | CAM
CM0003 | Bridge Mount | CAM
CM0004 | Cantilever Mount | CAM
CM006 | Mast Arm Mount | CAM
CM0005 | Overhead Span Mount | CAM
DM001 | Pole Mount | DMS
DM002 | Overhead Span Mount | DMS
DM003 | Cantilever Mount | DMS
DM006 | Mast Arm Mount | DMS
DM004 | Wall Mount | DMS
DM005 | Bridge Mount | DMS
EDS001 | Pole Mount | EDS
EDS002 | Overhead Span Mount | EDS
EDS003 | Cantilever Mount | EDS
EDS006 | Mast Arm Mount | EDS
EDS004 | Wall Mount | EDS
EDS005 | Bridge Mount | EDS
RPT01 | Bridge Mount | RPT
RPT02 | Cantilever Mount | RPT
RPT03 | Mast Arm Mount | RPT
RPT04 | Overhead Span Mount | RPT
RPT05 | Pole Mount | RPT
RPT06 | Sign Mount | RPT
RPT07 | Wall Mount | RPT
BM | Bridge Mount | RSU
CSM | Cantilever Structure Mount | RSU
IP | In-Pavement | RSU
OSM | Overhead Structure Mount | RSU
PM | Pole Mount | RSU
UP | Under-Pavement | RSU
WM | Wall Mount | RSU
BM | Bridge Mount | VDS
CSM | Cantilever Structure Mount | VDS
IP | In-Pavement | VDS
OSM | Overhead Structure Mount | VDS
PM | Pole Mount | VDS
UP | Under-Pavement | VDS
WM | Wall Mount | VDS
MST | Mast Arm Mount | VDS

## ITS_DEV_SUB_TYPE (hidden)
TYPE_CD | TYPE_DESC | ITS_DEV_TYPE_CD | ACC | TYPE_DESC | CAM | TYPE_DESC | DMS | TYPE_DESC | EDS | TYPE_DESC | GATE | TYPE_DESC | RPT | TYPE_DESC | VDS | TYPE_DESC
ACC_VDS | Vehicle Detection System | ACC |  | Vehicle Detection System |  | Dome |  | FiberShutter |  | FiberShutter |  | Emergency Access Barrier Gate |  | Vehicle Detection System |  | Automatic Vehicle Identification
CTT01 | Tubular Fixed | CAM |  |  |  | Dome w/ Lowering Device |  | Flip Disk |  | Flip Disk |  | Horizontal Warning Gate |  |  |  | Pavement
CTT02 | Tubular w/PTZ | CAM |  |  |  | External Positioner |  | LED Full-color |  | LED Full-color |  | Swiftgate Horizontal Warning Gate |  |  |  | Radar
CTT03 | External Positioner | CAM |  |  |  | Thermal/Visible Hybrid |  | LED Monochrome |  | LED Monochrome |  | Vertical Counterweight Resistance Barrier Gate |  |  |  | Telemetered Traffic Monitoring Site
CTT04 | Thermal/Visible Hybrid | CAM |  |  |  | Tubular Fixed |  | LED Tri-color |  | LED Tri-color |  | Vertical Resistance Barrier Gate |  |  |  | Video
CTT05 | Dome | CAM |  |  |  | Tubular w/PTZ | [5 empty] | Warning Gate
CTT06 | Dome w/ Lowering Device | CAM
DT001 | LED Monochrome | DMS
DT002 | FiberShutter | DMS
DT003 | Flip Disk | DMS
DT004 | LED Tri-color | DMS
DT005 | LED Full-color | DMS
EDS01 | LED Monochrome | EDS
EDS02 | FiberShutter | EDS
EDS03 | Flip Disk | EDS
EDS04 | LED Tri-color | EDS
EDS05 | LED Full-color | EDS
EABG | Emergency Access Barrier Gate | GATE
HWG | Horizontal Warning Gate | GATE
SHWG | Swiftgate Horizontal Warning Gate | GATE
VCRBG | Vertical Counterweight Resistance Barrier Gate | GATE
VRBG | Vertical Resistance Barrier Gate | GATE
WG | Warning Gate | GATE
RPT_VDS | Vehicle Detection System | RPT
AVI | Automatic Vehicle Identification | VDS
PVMT | Pavement | VDS
RADAR | Radar | VDS
TTMS | Telemetered Traffic Monitoring Site | VDS
VIDEO | Video | VDS

## ITS_DEV_REFERENCE (hidden)
ITS_DEV_TYPE_CD | ITS_DEV_TYPE_DESC
CAM | Closed Circuit Television
DMS | Dynamic Message Sign
ESFS | Electronic Speed Feedback Sign
HAR | Highway Advisory Radio
HRS | Highway Advisory Radio Sign
HWS | Roadway Weather Info System
SBS | Safety Barrier Cable System
SCC | Signal Control
EDS | Electronic Display Sign
AVI | Automatic Vehicle Identification
VDS | Vehicle Detection System
WB | Beacon
MACB | Motorist Aid Call Box
GATE | Gate
RSU | Road Side Unit

## ITS_DEV_USAGE (hidden)
ITS_DEV_TYPE_CD | USAGE_CD | ITS_DEVICE_USAGE_DESC | ACC | ITS_DEVICE_USAGE_DESC | DMS | ITS_DEVICE_USAGE_DESC | RPT | ITS_DEVICE_USAGE_DESC | SCC | ITS_DEVICE_USAGE_DESC | WB | ITS_DEVICE_USAGE_DESC
DMS | ARTL | Arterial |  | Parking Availability |  | Arterial |  | Parking Availability |  | Crosswalk |  | Crossing
SCC | XWALK | Crosswalk |  | Vehicle Detection |  | Freeway |  | Vehicle Detection |  | Drawbridge |  | Drawbridge
SCC | DRAWB | Drawbridge |  |  |  | Lane Use Control |  |  |  | Fire Station |  | Fire Station
SCC | FIRESTA | Fire Station |  |  |  | Parking Availability |  |  |  | Intersection |  | Fog
DMS | FWAY | Freeway |  |  |  | Status |  |  |  | Pedestrian Flashing Beacon |  | Hidden
SCC | ITSEC | Intersection |  |  |  | Toll |  |  |  | Ramp |  | Low Bridge
DMS | LCS | Lane Use Control | [9 empty] | One Way
ACC | PA | Parking Availability | [9 empty] | Pedestrian / Bike Crossing
DMS | PARK | Parking Availability | [9 empty] | Railroad Crossing
RPT | PA | Parking Availability | [9 empty] | School Zone
SCC | PFB | Pedestrian Flashing Beacon | [9 empty] | Stop
SCC | RAMP | Ramp | [9 empty] | Stop Ahead
DMS | STAT | Status | [9 empty] | Truck Rollover
DMS | TOLL | Toll | [9 empty] | Warning
ACC | VD | Vehicle Detection | [9 empty] | Wrong Way
RPT | VD | Vehicle Detection
WB | WB_XING | Crossing
WB | WB_DRWBG | Drawbridge
WB | WB_FIRES | Fire Station
WB | WB_FOG | Fog
WB | WB_HIDDN | Hidden
WB | WB_LOWBR | Low Bridge
WB | WB_ONEWY | One Way
WB | WB_PEDBK | Pedestrian / Bike Crossing
WB | WB_RLRDX | Railroad Crossing
WB | WB_SCLZN | School Zone
WB | WB_STOP | Stop
WB | WB_STPAH | Stop Ahead
WB | WB_TKROV | Truck Rollover
WB | WB_LOW | Warning
WB | WB_WRGWY | Wrong Way

## ITS_DEV_SENSOR_TYPE (hidden)
SENSOR_TYPE_CD | SENSOR_TYPE_DESC | SENSOR_TYPE_DESC
BLUE | Bluetooth Sensor | Bluetooth Sensor
LOOP | Induction Loop Sensor | Induction Loop Sensor
LIDAR | LiDAR Sensor | LiDAR Sensor
LPR | License Plate Reader | License Plate Reader
PS | Pavement Sensor | Pavement Sensor
PIEZAS | Piezoelectric Axel Sensor | Piezoelectric Axel Sensor
RADAR | Radar Sensor | Radar Sensor
OS | Thermal/IR Sensor | Thermal/IR Sensor
TAG | Toll Tag Reader | Toll Tag Reader
UNK | Unknown Sensor | Unknown Sensor
VIDEO | Video Sensor | Video Sensor
MAGNET | Wired Magnetometer Sensor | Wired Magnetometer Sensor
WMAGNET | Wireless Magnetometer Sensor | Wireless Magnetometer Sensor

## ITS_USAGE_CD (hidden)
USAGE_CD | USAGE_DESC
COM | Communication
ELE | Electric
BTH | Joint-Use

## KEY_TYPE (hidden)
KEY_TYPE_CD | KEY_TYPE_DESC
A2 | A2
#2 | #2
#3 | #3
#2A | #2A
#4 | #4
1365 | 1366
Skeleton | Skeleton
PadLock-Key | PadLock-Key
CyberLock | CyberLock
Padlock-Combo | Padlock-Combo
#2-Padlock | #2-Padlock
Screw | Screw
Unknown | Unknown
Swipe Card | Swipe Card
LaserCut Medeco | LaserCut Medeco
CombinationLock | CombinationLock
A1 | A1
I-10 | I-10
#C123 | #C123
TPK | TPK
#68 | #68
SC22 | SC22
Y4 | Y4
D_TY194 | D TY194
Key | Key
Tubular | Tubular
C1 | C1
SC1 | SC1
M1 | M1
Latch | Latch
CH751 | CH 751
SG 45 | SG 45
#18 | #18
CSX | CSX
CS5 | CS5
#7 | #7
B4R-T | B4R-T
#89 | #89

## KVA (hidden)
KVA_CD | KVA_DESC
KVA001 | 1 KVA
KVA002 | 1.5 KVA
KVA003 | 2 KVA
KVA004 | 3 KVA
KVA005 | 5 KVA
KVA006 | 7.5 KVA
KVA007 | 10 KVA
KVA008 | 15 KVA
KVA009 | 25 KVA
KVA010 | 37.5 KVA
KVA011 | 50 KVA
KVA012 | 75 KVA
KVA013 | 100 KVA
KVA014 | 125 KVA
KVA015 | 150 KVA
KVA016 | 200 KVA
KVA017 | 225 KVA
KVA018 | 300 KVA
KVA019 | 500 KVA
KVA020 | Unknown
KVA021 | 9 KVA
KVA022 | 12.5 KVA
KVA023 | 43.75 KVA
KVA024 | 56.25 KVA
KVA025 | 35 KVA
KVA026 | 30 KVA
KVA027 | 0.5 KVA
KVA028 | 20 KVA
KVA029 | 60 KVA
KVA030 | 33.5 KVA
KVA031 | 41 KVA
KVA032 | 16.5 KVA
KVA033 | 26.3 KVA
KVA034 | 18 KVA
KVA035 | 63 KVA
KVA036 | 104 KVA
KVA037 | 58 KVA
KVA038 | 95 KVA
KVA039 | 14 KVA
KVA040 | 21.3 KVA
KVA041 | 13 KVA
KVA042 | 18.8 KVA
KVA043 | 37 KVA
KVA044 | 52 KVA
KVA045 | 34 KVA
KVA046 | 46 KVA

## LANE_COVERAGE (hidden)
LANE_COVERAGE_CD | LANE_COVERAGE_DESC
LN1 | Lane 1
LN2 | Lane 2
LN3 | Lane 3
LN4 | Lane 4
LN5 | Lane 5
LN6 | Lane 6
LN7 | Lane 7
LN8 | Lane 8
OFF | Off-Ramp
ON | On-Ramp
LN0-0 | Lane 0
LN0-5 | Lane 0.5
LN1-5 | Lane 1.5
LN2-5 | Lane 2.5
LN3-5 | Lane 3.5
LN4-5 | Lane 4.5
LN5-5 | Lane 5.5
LN6-5 | Lane 6.5
LN7-5 | Lane 7.5
LN8-5 | Lane 8.5
LN0-00 | Lane 00

## LANE_DIRECTION (hidden)
LANE_DIRECTION_CD | LANE_DIRECTION_DESC
NB | Northbound
SB | Southbound
EB | Eastbound
WB | Westbound

## LID_BOLT_TYPE (hidden)
LID_BOLT_TYPE_CD | LID_BOLT_TYPE_DESC
5-16SB | 5/16" Standard Bolt
5-16PS | 5/16" Penta Star Bolt
9-16SB | 9/16" Standard Bolt
9-16PS | 9/16" Penta Star Bolt
3-4SB | 3/4" Standard Bolt
3-4PS | 3/4" Penta Star Bolt
7-8SB | 7/8" Standard Bolt
7-8PS | 7/8" Penta Star Bolt
SCREW | Screw
NONE | None
3-8SB | 3/8" Standard Bolt
3-8PB | 3/8"Penta Star Bolt
KEYREX | Key-Rex
9-16LB | 9/16" Lag Bolt
3-8SEC | 3/8" Security Bolt
7-16SB | 7/16" Standard Bolt
KEY-2 | Key-#2
13-16PS | 13/16" Penta Star Bolt
PADLK | Padlock

## LIGHT_CONTROL_MANUF (hidden)
LIGHT_ CONTROL_MANUF_CD | LIGHT_CONTROL_MANUF_DESC
UNK | Unknown
TWR1 | TWR
FLASHTCH | Flash Technology
R3AFLG | R3A Fuelgraff
ROHN1 | Rohn

## LIGHT_ CONTROL_MODEL (hidden)
LIGHT_ CONTROL_MODEL_CD | LIGHT_ CONTROL_MANUF_CD | LIGHT_ CONTROL_MANUF_DESC | LIGHT_ CONTROL_MODEL_DESC | MASTER_PVTBL_LIGHT_ CONTROL_MODEL_DESC
UNK01 | UNK | Unknown | Unknown | A3LCA
TWR101 | TWR1 | TRW | E-1DB | E-1DB
TWR102 | TWR1 | TRW | E2 | E2
TWR103 | TWR1 | TRW | E3 | E3
TWR104 | TWR1 | TRW | Unknown | FTB 301-4
FLSHT01 | FLASHTCH | Flash Technology | PC 312-3E | Honeywell Flashguard 2000
FLSHT02 | FLASHTCH | Flash Technology | PC 310 | Honeywell Flashguard 3000
FLSHT03 | FLASHTCH | Flash Technology | FTB 301-4 | PC 301-4
FLSHT04 | FLASHTCH | Flash Technology | PC 324-1E | PC 310
FLSHT05 | FLASHTCH | Flash Technology | PC 324-1A | PC 312-3E
FLSHT06 | FLASHTCH | Flash Technology | Unknown | PC 324-1A
R3AFLG01 | R3AFLG | R3A Fuelgraff | Honeywell Flashguard 2000 | PC 324-1E
R3AFLG02 | R3AFLG | R3A Fuelgraff | Honeywell Flashguard 3000 | Unknown
R3AFLG03 | R3AFLG | R3A Fuelgraff | Unknown
ROHN101 | ROHN1 | Rohn | A3LCA
ROHN102 | ROHN1 | Rohn | Unknown
FLSHT07 | FLASHTCH | Flash Technology | PC 301-4

## LIGHT_FIXTURE_MANUF (hidden)
LIGHT_FIXTURE_MANUF_CD | LIGHT_FIXTURE_MANUF_DESC
FCT | FC&T
HNYWEL | Honeywell
HPI | Hugley & Phillips, Inc
LFUNK | Unknown
SPXFLTEC | SPX-Flash Technology
UNIMAR | Unimar
SABRE | Sabre
ITL | ITL-International Tower Lighting
STL | STL-Specialty Tower Lighting
FLI | FLI-Flight Light Inc

## LIGHT_FIXTURE_MODEL (hidden)
LIGHT_FIXTURE_MODEL_CD | LIGHT_FIXTURE_MANUF_CD | LIGHT_FIXTURE_MANUF_DESC | LIGHT_FIXTURE_MODEL_DESC | MASTER_PVTBL_LIGHT_FIXTURE_MODEL_DESC
LFMD01 | FCT | FC&T | Unknown | 2000B
LFMD02 | FLASH | Flash | FTB 310-4 | 3000B
LFMD03 | FLASH | Flash | Unknown | BCN-300
LFMD04 | HNYWEL | Honeywell | Unknown | C30-027-001
LFMD05 | HPI | Hugley & Phillips, Inc | Flashguard 3000 | C30-028-001
LFMD06 | HPI | Hugley & Phillips, Inc | Unknown | C30-029-001
LFMD07 | LFUNK | Unknown | Unknown | C30-032-001
LFMD08 | SPXFLTEC | SPX-Flash Technology | FTB 360i | C30-033-001
LFMD09 | SPXFLTEC | SPX-Flash Technology | FTS 361X | C30-034-002
LFMD10 | SPXFLTEC | SPX-Flash Technology | FTS 362X-2 | C30-035-002
LFMD11 | SPXFLTEC | SPX-Flash Technology | FTS 363X | C30-037-001
LFMD12 | SPXFLTEC | SPX-Flash Technology | FTS 364 | C30-037-020
LFMD13 | SPXFLTEC | SPX-Flash Technology | FTB 324 | C30-066-020
LFMD14 | SPXFLTEC | SPX-Flash Technology | FTB 324-LT | C30-066-021
LFMD15 | SPXFLTEC | SPX-Flash Technology | FTB 314 | C30-066-022
LFMD16 | SPXFLTEC | SPX-Flash Technology | FTB 310C | FG3000B
LFMD17 | SPXFLTEC | SPX-Flash Technology | FTB 310 | Flashguard 3000
LFMD18 | SPXFLTEC | SPX-Flash Technology | FTB 310-4 | FTB 302
LFMD19 | SPXFLTEC | SPX-Flash Technology | FTB 310-LT | FTB 304
LFMD20 | SPXFLTEC | SPX-Flash Technology | FTB 305 | FTB 305
LFMD21 | SPXFLTEC | SPX-Flash Technology | FTB 302 | FTB 310
LFMD22 | SPXFLTEC | SPX-Flash Technology | FTB 304 | FTB 310-4
LFMD23 | SPXFLTEC | SPX-Flash Technology | FTB 311L | FTB 310C
LFMD24 | SPXFLTEC | SPX-Flash Technology | Unknown | FTB 310-LT
LFMD25 | UNIMAR | Unimar | L-864 | FTB 311L
LFMD26 | UNIMAR | Unimar | L-865 | FTB 314
LFMD27 | UNIMAR | Unimar | Unknown | FTB 324
LFMD28 | SABRE | Sabre | C30-027-001 | FTB 324-LT
LFMD29 | SABRE | Sabre | C30-028-001 | FTB 360i
LFMD30 | SABRE | Sabre | C30-029-001 | FTS 361X
LFMD31 | SABRE | Sabre | C30-032-001 | FTS 362X-2
LFMD32 | SABRE | Sabre | C30-033-001 | FTS 363X
LFMD33 | SABRE | Sabre | C30-034-002 | FTS 364
LFMD34 | SABRE | Sabre | C30-035-002 | IFH-1700
LFMD35 | SABRE | Sabre | C30-037-001 | ILS-1400
LFMD36 | SABRE | Sabre | C30-037-020 | ILS-2400
LFMD37 | SABRE | Sabre | C30-066-020 | ILS-3400
LFMD38 | SABRE | Sabre | C30-066-021 | ILS-3800
LFMD39 | SABRE | Sabre | C30-066-022 | ILS-D1RW-008
LFMD40 | SABRE | Sabre | Unknown | KG114
LFMD41 | ITL | ITL-International Tower Lighting | ILS-3400 | L-864
LFMD42 | ITL | ITL-International Tower Lighting | ILS-2400 | L864LED-001
LFMD43 | ITL | ITL-International Tower Lighting | ILS-1400 | L864LED-003
LFMD44 | ITL | ITL-International Tower Lighting | ILS-D1RW-008 | L864LED-GPS
LFMD45 | ITL | ITL-International Tower Lighting | ILS-3800 | L-865
LFMD46 | ITL | ITL-International Tower Lighting | IFH-1700 | MKR-D750-000
LFMD47 | ITL | ITL-International Tower Lighting | MKR-ILED-1DH | MKR-ILED-1DH
LFMD48 | ITL | ITL-International Tower Lighting | MKR-ILED-DB1 | MKR-ILED-DB1
LFMD49 | ITL | ITL-International Tower Lighting | BCN-300 | MKR-S750-0DH
LFMD50 | ITL | ITL-International Tower Lighting | MKR-S750-0DH | RB-300MM
LFMD51 | ITL | ITL-International Tower Lighting | MKR-D750-000 | RB-LED
LFMD52 | ITL | ITL-International Tower Lighting | Unknown | SL-1
LFMD53 | STL | STL-Specialty Tower Lighting | STLDB-1LED | SL-2
LFMD54 | STL | STL-Specialty Tower Lighting | RB-LED | STLB-1
LFMD55 | STL | STL-Specialty Tower Lighting | STLB-1 | STLDB-1LED
LFMD56 | STL | STL-Specialty Tower Lighting | RB-300MM | Unknown
LFMD57 | STL | STL-Specialty Tower Lighting | SL-1 | (blank)
LFMD58 | STL | STL-Specialty Tower Lighting | SL-2
LFMD59 | STL | STL-Specialty Tower Lighting | Unknown
LFMD60 | FLI | FLI-Flight Light Inc | 2000B
LFMD61 | FLI | FLI-Flight Light Inc | 3000B
LFMD62 | FLI | FLI-Flight Light Inc | Unknown
LFMD63 | HPI | Hugley & Phillips, Inc | KG114
LFMD64 | HPI | Hugley & Phillips, Inc | FG3000B
LFMD65 | HPI | Hugley & Phillips, Inc | L864LED-001
LFMD66 | HPI | Hugley & Phillips, Inc | L864LED-003
LFMD67 | HPI | Hugley & Phillips, Inc | L864LED-GPS

## LIGHT_FIXTURE_TYPE (hidden)
LIGHT_FIXTURE_TYPE_CD | LIGHT_FIXTURE_TYPE_DESC
UNK | Unknown
LEDRB | LED-Red Beacon
LEDDRB | LED-Dual-Red Beacon
LEDWB | LED-White Beacon
LEDDRWB | LED-Dual-Red / White Beacon
INCRB | Incandescent-Red Beacon
INCDRB | Incandescent-Dual-Red Beacon
INCWB | Incandescent-White Beacon
INCDRWB | Incandescent-Dual-Red / White Beacon
STRR | Strobe-Red
STRW | Strobe-White
STRDRW | Strobe-Dual-Red / White

## LOW_DEV_MANUF (hidden)
LOW_DEV_MANUF_CD | LOW_DEV_MANUF_DESC
CLS | CLS
MGS | MG Squared
MGV | Moog Videolarm
UNK | Unknown
NA | Not Applicable
CDP | CDP

## LOW_DEV_MODEL (hidden)
LOW_DEV_MODEL_CD | LOW_DEV_MANUF_CD | LOW_DEV_MANUF_DESC | LOW_DEV_MODEL_DESC | PVTBL_LOW_DEV_MODEL_DESC
LDM01 | CLS | CLS | CLS HD-16 | CamEvator
LDM05 | CLS | CLS | Unknown | CLDMG2-EXT
LDM02 | MGS | MG Squared | CLDMS2-HYP | Unknown
LDM06 | MGS | MG Squared | CLDMG2-EXT | CLS HD-16
LDM07 | MGS | MG Squared | Unknown | CLDMS2-HYP
LDM03 | MGV | Moog Videolarm | CamEvator | CEPM-3214
LDM08 | MGV | Moog Videolarm | Unknown | CEPM-16HDX
LDM04 | CLS | CLS | CEPM-3214 | CDP6-16HDNP-65-755C
LDM11 | CLS | CLS | CEPM-16HDX | CDP-16HDB
LDM12 | CLS | CLS | CDP6-16HDNP-65-755C | CDP6-16HDNP-50-605C
LDM13 | CDP | CDP | CDP-16HDB | CDP6-16HDQ-65-75SC-3
LDM14 | CLS | CLS | CDP6-16HDNP-50-605C | CDP6-16HDN
LDM15 | CLS | CLS | CDP6-16HDQ-65-75SC-3 | CDP6-16HDDN-80-90SC
LDM16 | CLS | CLS | CDP6-16HDN | CDP6-16HDDN-70-80SC
LDM17 | CLS | CLS | CDP6-16HDDN-80-90SC
LDM26 | CLS | CLS | CDP6-16HDDN-70-80SC

## MANHOLE_MTL (hidden)
MANHOLE_MTL_CD | MANHOLE_MTL_DESC
COMP | Composite
CONC | Concrete
FIBG | Fiberglass
GAST | Galvanized Steel
PLST | Plastic
CSTI | Cast Iron
ALUM | Aluminum

## MANHOLE_SIZE (hidden)
MANHOLE_SIZE_CD | MANHOLE_SIZE_DESC | PVTBL_MANHOLE_SIZE_DESC
121218 | 12" x 12" x 18" | 12" x 12" x 12"
121818 | 12" x 18" x 18" | 12" x 12" x 18"
122412 | 12" x 24" x 12" | 12" x 12" x 6"
182418 | 18" x 24" x 18" | 12" x 12" x 8"
183018 | 18" x 30" x 18" | 12" x 18" x 18"
223426 | 22" x 34" x 26" | 12" x 24" x 12"
242418 | 24" x 24" x 18" | 12" x 24" x 18"
243018 | 24" x 30" x 18" | 13" x 17" x 12"
243618 | 24" x 36" x 18" | 13" x 24" x 12"
244836 | 24" x 48" x 36" | 13" x 24" x 18"
323618 | 32" x 36" x 18" | 16" x 12" x 6"
342226 | 34” x 22” x 26” | 16" x 14" x 7"
36R | 36” Round | 16" x 8" x 12"
366036 | 36" x 60" x 36" | 17" x 30" x 12"
372439 | 37" x 24" x 39" | 17" x 30" x 24"
426048 | 42" x 60" x 48" | 18" x 11" x 12"
482424 | 48” x 24” x 24” | 18" x 16" x 12"
484848 | 48" x 48" x 48" | 18" x 18" x 18"
497236 | 49" x 72" x 36" | 18" x 18" x 6"
48R | 48" Round | 18" x 24" x 18"
604248 | 60” x 42” x 48” | 18" x 30" x 18"
604248 | 60” x 42” x 48” | 21" x 12" x 10"
724936 | 72” x 49” x 36” | 21" x 14" x 12"
753636 | 75” x 36” x 36” | 22" x 34" x 26"
UNK | Unknown | 22" x 34" x 30"
482430 | 48” x 24” x 30” | 23" x 13" x 12"
352424 | 36” x 24” x 24” | 23" x 14" x 12"
242412 | 24" x 24" x 12" | 24" x 12" x 12"
424242 | 42" x 42" x 42" | 24" x 12" x 16"
281218 | 28" x 12" x 18" | 24" x 14" x 12"
2488 | 24" x 8" x 8" | 24" x 15" x 12"
403032 | 40" x 30" x 32" | 24" x 16" x 12"
241618 | 24" x 16" x 18" | 24" x 16" x 18"
362448 | 36" x 24" x 48" | 24" x 16" x 24"
241212 | 24" x 12" x 12" | 24" x 16" x 8"
363024 | 36" x 30" x 24" | 24" x 24" x 12"
181818 | 18" x 18" x 18" | 24" x 24" x 18"
302442 | 30" x 24" x 42" | 24" x 24" x 24"
423624 | 42" x 36" x 24" | 24" x 24" x 6"
483024 | 48" x 30" x 24" | 24" x 30" x 18"
825248 | 82" x 52" x 48" | 24" x 36" x 18"
363612 | 36" x 36" x 12" | 24" x 36" x 30"
424212 | 42" x 42" x 12" | 24" x 36" x 36"
301020 | 30" x 10" x 20" | 24" x 48" x 36"
36812 | 36" x 8" x 12" | 24" x 8" x 18"
12128 | 12" x 12" x 8" | 24" x 8" x 8"
241512 | 24" x 15" x 12" | 28" x 12" x 18"
24168 | 24" x 16" x 8" | 28" x 28" x 24"
36368 | 36" x 36" x 8" | 30" x 10" x 20"
42R | 42" Round | 30" x 18" x 14"
241612 | 24" x 16" x 12" | 30" x 24" x 42"
342224 | 34" x 22" x 24" | 30" x 60" x 48"
424224 | 42" x 42" x 24" | 32" x 18" x 18"
424236 | 42" x 42" x 36" | 32" x 20" x 18"
362430 | 36" x 24" x 30" | 32" x 36" x 18"
241624 | 24" x 16" x 24" | 34" x 22" x 18"
211210 | 21" x 12" x 10" | 34" x 22" x 24"
342218 | 34" x 22" x 18" | 34" x 28" x 42"
362418 | 36" x 24" x 18" | 34” x 22” x 26”
604248 | 60" x 42" x 48" | 36" x 24" 32"
704248 | 70" x 42" x 48" | 36" x 24" x 18"
122418 | 12" x 24" x 18" | 36" x 24" x 24"
132418 | 13" x 24" x 18" | 36" x 24" x 30"
223430 | 22" x 34" x 30" | 36" x 24" x 36"
243630 | 24" x 36" x 30" | 36" x 24" x 48"
39R | 39" Round | 36" x 26" x 36"
487860 | 48" x 78" x 60" | 36" x 28" x 42"
382630 | 38" x 26" x 30" | 36" x 30" x 24"
602848 | 60" x 28" x 48" | 36" x 36" x 12"
24818 | 24" x 8" x 18" | 36" x 36" x 36"
362430 | 36" x 24" x 30" | 36" x 36" x 40"
573324 | 57"x 33" x 24" | 36" x 36" x 8"
121212 | 12" x 12" x 12" | 36" x 60" x 31"
243636 | 24" x 36" x 36" | 36" x 60" x 36"
132412 | 13" x 24" x 12" | 36" x 8" x 12"
362432 | 36" x 24" 32" | 36” Round
603032 | 60" x 30" x 32" | 36” x 24” x 24”
231412 | 23" x 14" x 12" | 37" x 24" x 39"
362424 | 36" x 24" x 24" | 38" x 26" x 30"
483036 | 48" x 30" x 36" | 38" x 33" x 28"
483030 | 48" x 30" x 30" | 39" Round
211412 | 21" x 14" x 12" | 40" Round
181112 | 18" x 11" x 12" | 40" x 30" x 32"
306048 | 30" x 60" x 48" | 40" x 40" x 48"
603048 | 60" x 30" x 48" | 42" Round
362436 | 36" x 24" x 36" | 42" x 28" x 40"
16126 | 16" x 12" x 6" | 42" x 30" x 24"
24246 | 24" x 24" x 6" | 42" x 36" x 24"
643648 | 64" x 36" x 48" | 42" x 42" x 12"
404048 | 40" x 40" x 48" | 42" x 42" x 24"
606042 | 60" x 60" x 42" | 42" x 42" x 36"
426038 | 42" x 60" x 38" | 42" x 42" x 42"
282824 | 28" x 28" x 24" | 42" x 60" x 38"
12126 | 12" x 12" x 6" | 42" x 60" x 48"
426052 | 42" x 60" x 52" | 42" x 60" x 52"
18186 | 18" x 18" x 6" | 44" x 32" x 36"
603630 | 60" x 36" x 30" | 48" Round
321818 | 32" x 18" x 18" | 48" x 30" x 24"
643660 | 64" x 36" x 60" | 48" x 30" x 30"
383328 | 38" x 33" x 28" | 48" x 30" x 36"
362636 | 36" x 26" x 36" | 48" x 30" x 48"
443236 | 44" x 32" x 36" | 48" x 32" x 30"
362842 | 36" x 28" x 42" | 48" x 48" x 48"
422840 | 42" x 28" x 40" | 48" x 78" x 60"
40R | 40" Round | 48” x 24” x 24”
241412 | 24" x 14" x 12" | 48” x 24” x 30”
231312 | 23" x 13" x 12" | 49" x 72" x 36"
545447 | 54" x 54" x 47" | 50" x 50" x 48"
505148 | 50" x 51" x 48" | 50" x 51" x 48"
16812 | 16" x 8" x 12" | 50" x 80" x 48"
603636 | 60" x 36" x 36" | 54" x 54" x 47"
366031 | 36" x 60" x 31" | 57"x 33" x 24"
173012 | 17" x 30" x 12" | 60" x 28" x 48"
173024 | 17" x 30" x 24" | 60" x 30" x 32"
423024 | 42" x 30" x 24" | 60" x 30" x 36"
775450 | 77" x 54" x 50" | 60" x 30" x 48"
505048 | 50" x 50" x 48" | 60" x 36" x 30"
9696120 | 96" x 96" x 120" | 60" x 36" x 36"
301814 | 30" x 18" x 14" | 60" x 42" x 48"
363640 | 36" x 36" x 40" | 60" x 60" x 42"
16147 | 16" x 14" x 7" | 60” x 42” x 48”
242424 | 24" x 24" x 24" | 64" x 36" x 48"
776 | 7" x 7" x 6" | 64" x 36" x 60"
342842 | 34" x 28" x 42" | 7" x 7" x 6"
181612 | 18" x 16" x 12" | 70" x 42" x 48"
241216 | 24" x 12" x 16" | 72” x 49” x 36”
322018 | 32" x 20" x 18" | 75” x 36” x 36”
483048 | 48" x 30" x 48" | 77" x 54" x 50"
483230 | 48" x 32" x 30" | 82" x 52" x 48"
363636 | 36" x 36" x 36" | 96" x 96" x 120"
603036 | 60" x 30" x 36" | Unknown
131712 | 13" x 17" x 12"
508048 | 50" x 80" x 48"

## METER_TYPE (hidden)
METER_TYPE_CD | METER_TYPE_DESC
METER | Metered
NOMETER | Not Metered

## OWNER (hidden)
OWNER_ID | OWNER_DESC
FC001 | Alachua Co.
FC002 | Brevard Co.
FC003 | Central Florida Expressway Authority
FC004 | Charlotte Co.
FC005 | Cingular Wireless
FC006 | City of Daytona Beach
FC007 | City of Orlando
FC008 | City of Ormond Beach
FC009 | City of Tampa
FC010 | FDOT Central Office
FC011 | FDOT District 1
FC012 | FDOT District 2
FC013 | FDOT District 3
FC014 | FDOT District 4
FC015 | FDOT District 5
FC016 | FDOT District 6
FC017 | FDOT District 7
FC018 | FDOT FTE
FC019 | FHP
FC020 | Florida Gulf Coast University
FC021 | Harris Corporation
FC022 | Hillsborough Co.
FC023 | Homeland Security
FC024 | M/A-COM
FC025 | MDX
FC026 | MetroDade
FC027 | Miami Dade County
FC028 | Orange Co.
FC029 | Palm Beach Co.
FC030 | Pinellas County
FC031 | Polk County
FC032 | Seminole Co.
FC033 | South Florida Water Management District
FC034 | TowerComm III
FC035 | TrafficDotCom
FC036 | Univ. of S. Florida
FC037 | University of Florida
FC038 | Utility Company - Communication
FC039 | Utility Company - Electric
FC040 | Volusia Co.
FC041 | Escambia County
FC042 | Florida Forestry
FC043 | Alltel
FC044 | ATT
FC045 | Bell Industries
FC046 | Clearwire
FC047 | Collier County
FC048 | FiberTower
FC049 | LoJack
FC050 | MetroPCS
FC051 | NextEra Energy
FC052 | NEXTEL
FC053 | National Oceanic and Atmospheric Admin.
FC054 | North Florida Broadband Authority
FC055 | SOLAYRE MEDIA, INC.
FC056 | Sprint
FC057 | T-Mobile
FC058 | United States Coast Guard
FC059 | United States Department of the Treasury
FC060 | Verizon
FC061 | United States Forest Service
FC062 | I-4 Mobility Partners
FC063 | Ready Creek Improvement Dist.
FC064 | Flagler Co.
FC065 | Osceola Co.
FC066 | City of Tallahassee
FC067 | Talquin Electric Cooperative
FC068 | Motor Carrier Compliance
FC069 | Hillsborough Area Regional Transit
FC070 | Manatee County
FC071 | Sarasota County
FC072 | Indian River Co.
FC043 | St. Lucie Co.
FC074 | Martin Co.
FC075 | Broward Co.
FC076 | Lee County
FC077 | FDOT Transportation Statictics
FC078 | Motor Carrier Size and Weight (MCSAW)
FC079 | Okaloosa County
FC080 | HART
FC081 | Tri-County Electric Co-op
FC082 | TECO
FC083 | Central Florida Commuter Rail
FC084 | Jacksonville Electric Authority
FC085 | Hernando County
FC086 | Port of Tampa
FC087 | Tampa Hillsborough Expressway Authority
FC088 | Dial Communications
FC089 | City of Plant City
FC090 | City of Jacksonville
FC091 | City of Lakeland
FC092 | City of St. Petersburg
FC093 | Pasco County

## PANEL_SIZE (hidden)
PANEL_ SIZE_CD | PANEL_SIZE_DESC
12090 | 120in x 90in
1272 | 12in x 72in
13272 | 132in x 72in
14448 | 144in x 48in
14472 | 144in x 72in
1818 | 18in x 18in
1824 | 18in x 24in
19296 | 192in x 96in
20490 | 204in x 90in
240120 | 240in x 120in
2412 | 24in x 12in
2418 | 24in x 18in
2424 | 24in x 24in
2430 | 24in x 30in
2442 | 24in x 42in
3012 | 30in x 12in
3018 | 30in x 18in
3024 | 30in x 24in
3030 | 30in x 30in
3036 | 30in x 36in
1836 | 36in x 18in
3636 | 36in x 36in
3648 | 36in x 48in
3660 | 36in x 60in
368 | 36in x 8in
404030 | 40in x 40in
4230 | 42in x 30in
4824 | 48in x 24in
4836 | 48in x 36in
4848 | 48in x 48in
484836 | 48in x 48in
4860 | 48in x 60in
4884 | 48in x 84in
6030 | 60in x 30in
6060 | 60in x 60in
646448 | 64in x 64in
7824 | 78in x 24in
7848 | 78in x 48in
7860 | 78in x 60in
9048 | 90in x 48in
9648 | 96in x 48in

## PHASE_QTY (hidden)
PHASE_QTY_CD | PHASE_QTY_DESC
1 | Single Phase
2 | 2 Phase
3 | 3 Phase
UNK | Unknown

## POLARIZATION (hidden)
POLARIZATION_CD | POLARIZATION_DESC
CIRC | Circular
DUAL | Dual
HORZ | Horizontal
VERT | Vertical
UNK | Unknown
DLINEAR | Dual Linear

## POLE_HEIGHT (hidden)
POLE_HEIGHT_CD | POLE_HEIGHT
PH13 | 10
PH14 | 15
PH15 | 20
PH12 | 25
PH00 | 30
PH01 | 35
PH02 | 40
Ph03 | 45
PH04 | 50
PH05 | 55
PH06 | 60
PH07 | 65
PH08 | 70
PH09 | 80
PH16 | 85
PH10 | 90
PH17 | 95
PH11 | 100
UNK | Unknown

## POLE_MTL (hidden)
POLE_MTL_CD | POLE_MTL_DESC
CON | Concrete
WOD | Wood
FIB | Fiberglass
STL | Steel
ALU | Aluminum

## POLE_TYPE (hidden)
POLE_TYPE_CD | POLE_TYPE_DESC
BFLY | Butterfly
CANT | Cantilever
OS | Overhead Span
POLE | Pole
TWR | Tower
UTILPOLE | Utility Pole
2POST | 2 Post

## RACK_EQUIP_TYPE (hidden)
RACK_EQUIP_TYPE_CD | RACK_EQUIP_TYPE_DESC | HAS_ASSOC_FEATURE_IND (1)
A | Fiber Patch Panel
B | Fiber Splice Tray/Enclosure
C | Fiber Modem Chassis
D | Fiber Transmission Equipment
M | Fiber Modem Shelf | N
E | Layer 3 Ethernet Switch/Router
F | Layer 2 Ethernet Switch/Router
G | Video Decoder
H | Video Decoder Shelf
I | Port Terminal Server
J | Port Terminal Server Shelf
K | DC Power System
P | Power Supply | N
L | Power Supply Shelf
M | Radio
Q | Voter
R | Remote Terminal Unit (RTU)
S | Multiplexer
T | Battery
U | UPS | N
O | Other Equipment | N
N | Unknown Device(s) | N

## RACK_TYPE (hidden)
RACK_MTL_CD | RACK_MTL_DESC
2P | 2-Post
4P | 4-Post
CAB | Cabinet

## RADIO_FREQ (hidden)
RADIO_FREQ_CD | RADIO_FREQ_DESC
53 | 530 kHz
88 | 880 kHz
110 | 1100 kHz
118 | 1180 kHz
158 | 1580 kHz
159 | 1590 kHz
161 | 1610 kHz
162 | 1620 kHz
163 | 1630 kHz
164 | 1640 kHz
165 | 1650 kHz
168 | 1680 lHz
169 | 1690 kHz
4292 | 42.92 MHz
4492 | 44.92 MHz
4476 | 44.76 MHz
4480 | 44.80 MHz
4466 | 44.66 MHz
4496 | 44.96 MHz
4500 | 45 MHz
4502 | 45.02 MHz
4504 | 45.04 MHz
4506 | 45.06 MHz
4508 | 45.08MHz
4522 | 45.22 MHz
4568 | 45.68 MHz
4572 | 45.72 MHz
4576 | 45.76 MHz
4580 | 45.80 MHz
4586 | 45.86 MHz
4654 | 46.54 MHz
4658 | 46.58 MHz
4702 | 47.02 MHz
4704 | 47.04 MHz
4706 | 47.06 MHz
4708 | 47.08 MHz
4710 | 47.10 MHz
4712 | 47.12 MHz
4714 | 47.14 MHz
4716 | 47.16 MHz
4718 | 47.18 MHz
4720 | 47.20 MHz
4724 | 47.24 MHz
4726 | 47.26 MHz
4728 | 47.28 MHz
4736 | 47.36 MHz
4738 | 47.38 MHz
4748 | 47.48 MHz
5855 | 5855 MHz
5925 | 5925 MHz
6545 | 6545 MHz
6555 | 6555 MHz
6565 | 6565 MHz
6585 | 6585 MHz
6595 | 6595 MHz
6605 | 6605 MHz
6615 | 6615 MHz
6625 | 6625 MHz
6635 | 6635 MHz
6645 | 6645 MHz
6655 | 6655 MHz
6665 | 6665 MHz
6675 | 6675 MHz
6685 | 6685 MHz
6695 | 6695 MHz
6705 | 6705 MHz
6715 | 6715 MHz
6725 | 6725 MHz
6735 | 6735 MHz
6745 | 6745 MHz
6755 | 6755 MHz
6765 | 6765 MHz
6775 | 6775 MHz
6785 | 6785 MHz
6795 | 6795 MHz
6805 | 6805 MHz
6815 | 6815 MHz
6825 | 6825 MHz
6835 | 6835 MHz
6845 | 6845 MHz
6855 | 6855 MHz
6865 | 6865 MHz
7208 | 72.08 MHz
7218 | 72.18 MHz
7220 | 72.20 MHz
7224 | 72.24 MHz
7226 | 72.26 MHz
7227 | 72.27 MHz
7228 | 72.28 MHz
7234 | 72.34 MHz
7240 | 72.40 MHz
7242 | 72.42 MHz
7244 | 72.44 MHz
7252 | 72.52 MHz
7256 | 72.56 MHz
7258 | 72.58 MHz
7260 | 72.60 MHz
7264 | 72.64 MHz
7268 | 72.68 MHz
7282 | 72.82 MHz
7284 | 72.84 MHz
7288 | 72.88 MHz
7296 | 72.96 MHz
7298 | 72.98 MHz
7544 | 75.44 MHz
7548 | 75.48 MHz
7550 | 75.50 MHz
7552 | 75.52 MHz
7554 | 75.54 MHz
7556 | 75.56 MHz
7560 | 75.60 MHz
7562 | 75.62 MHz
7564 | 75.64 MHz
7566 | 75.66 MHz
7568 | 75.68 MHz
7578 | 75.78 MHz
7580 | 75.80 MHz
7582 | 75.82 MHz
7586 | 75.86 MHz
7588 | 75.88 MHz
7590 | 75.90 MHz
7594 | 75.94 MHz
153965 | 153.965 MHz
154665 | 154.665 MHz
154680 | 154.68 MHz
154695 | 154.695 MHz
154815 | 154.815 MHz
154845 | 154.845 MHz
154860 | 154.86 MHz
154905 | 154.905 MHz
154920 | 154.92 MHz
154935 | 154.935 MHz
154950 | 154.95 MHz
155370 | 155.37 MHz
155415 | 155.415 MHz
155445 | 155.445 MHz
155460 | 155.46 MHz
155490 | 155.49 MHz
155505 | 155.505 MHz
155565 | 155.565 MHz
155580 | 155.58 MHz
156100 | 156.10 MHz
156180 | 156.18 MHz
156240 | 156.24 MHz
156425 | 156.425 MHz
156450 | 156.45 MHz
156500 | 156.50 MHz
156600 | 156.60 MHz
156650 | 156.65 MHz
156800 | 156.80 MHz
156850 | 156.85 MHz
158000 | 158.00 MHz
169445 | 169.445 MHz
170245 | 170.245 MHz
171045 | 171.045 MHz
171905 | 171.905 MHz
453525 | 453.525 MHz
453575 | 453.575 MHz
453625 | 453.625 MHz
453675 | 453.675 MHz
453725 | 453.725 MHz
453825 | 453.825 MHz
456000 | 456.00 MHz
456575 | 456.575 MHz
458575 | 458.575 MHz
458625 | 458.625 MHz
458675 | 458.675 MHz
458725 | 458.725 MHz
458825 | 458.825 MHz
903000 | 903 MHz
910000 | 910 MHz
910500 | 910.50 MHz
912000 | 912 MHz
912750 | 912.75 MHz
913000 | 913 MHz
915750 | 915.75 MHz
916000 | 916 MHz
918000 | 918 MHz
918750 | 918.75 MHz
919000 | 919 MHz
921000 | 921 MHz
921500 | 921.50 MHz
933175 | 933.175 MHz
933775 | 933.775 MHz
933975 | 933.975 MHz
942175 | 942.175 MHz
942775 | 942.775 MHz
942975 | 942.975 MHz
953300 | 953.30 MHz
953600 | 953.60 MHz
953800 | 953.80 MHz
953950 | 953.95 MHz
954200 | 954.20 MHz
956900 | 956.90 MHz
957200 | 957.20 Mhz
957400 | 957.40 MHz
957550 | 957.55 MHz
957800 | 957.80 MHz
4562375 | 465.2375 MHz
4563875 | 465.3875 MHz
4604625 | 460.4625 MHz
4651625 | 465.1625 MHz
10555625 | 10555.625 MHz
10572500 | 10572.50 MHz
10620625 | 10620.625 MHz
10637500 | 10637.50 MHz
24 | 2.4 GHz
58 | 5800 MHz
900 | 900 MHz
1650000 | 1650.00 kHz
240 | 240.0 MHz
525 | 5250 MHz
535 | 5350 MHz
547 | 5470 MHz
580 | 5800 MHz
900 | 900 MHz
5725 | 5725 MHz
5850 | 5850 MHz
1640000 | 1640.00 kHz
1660000 | 1660.00 kHz
UNK | Unknown
7558 | 75.58 MHz
1650 | 165.0 MHz
95244375 | 952.44375 MHz
92844375 | 928.44375 MHz
68450 | 6845 MHz
68550 | 6855 MHz
15945 | 159.45 MHz
933375 | 933.375 MHz
934375 | 934.375 MHz
942375 | 942.375 MHz
943375 | 943.375 MHz
23 | 23Ghz
18 | 18Ghz
L6 | 6 GHz Lower
U6 | 6 GHz Upper
11 | 11 GHz
6 | 6 GHz

## RADIO_TYPE (hidden)
RADIO_TYPE_CD | RADIO_TYPE_DESC
LMOBR | Land Mobile Radio
MICRO | Microwave
SPSPCT | Spread Spectrum
MAS | Motorist Aid System
HAR | Highway Advisory Radio
BRCST | Broadcast
LESCEL | Leased Cellular
SAT | Satellite
DSRC | DSRC
RADUNK | Unknown
LOWBD | Low Band
RFIDT | RFID Transceiver
UHFRXCPL | UHF Receiver Multi Coupler
RFAMP | RF Amplifier
V2X | V2X

## RECEPTACLE_QTY_AMP (hidden)
RECEPTACLE_QTY_AMP_CD | RECEPTACLE_QTY_AMP_DESC
110 | 1 / 10 AMP
115 | 1 / 15 AMP
120 | 1 / 20 AMP
130 | 1 / 30 AMP
210 | 2 / 10 AMP
215 | 2 / 15 AMP
220 | 2 / 20 AMP
230 | 2 / 30 AMP
315 | 3 / 15 AMP

## RECEPTACLE_TYPE (hidden)
RECEPTACLE_TYPE_CD | RECEPTACLE_TYPE_DESC
GFI | GFI
STD | Standard

## RECTIFIER_TYPE (hidden)
RECTIFIER_TYPE_CD | RECTIFIER_TYPE_DESC
UNK | Unknown

## ROUTE_MH_LID_TYPE (hidden)
LID_TYPE_CD | LID_TYPE_DESC
L11 | One-Piece
L12 | One-Piece Locking
L13 | Two-Piece
L14 | Two-Piece Locking
L15 | Three-Piece
L16 | Three-Piece Locking

## ROUTE_MH_TYPE (hidden)
MANHOLE_TYPE_CD | MANHOLE_TYPE_DESC
ELE | Electric Pullbox
PB1 | Fiber Pullbox
SV1 | Fiber Splice Vault
RFV | Round Fiber Vault

## RWIS_SENSOR_TYPE (hidden)
RWIS_SENSOR_TYPE_CD | RWIS_SENSOR_TYPE_DESC
TEMP | Air Temperature Sensor
DEWPT | Dew Point Sensor
PRECP | Precipitation Sensor
HUMTY | Relative Humidity Sensor
VSBLY | Visibility Sensor
DIRECT | Wind Direction Sensor
COMBO | Wind Speed / Direction Combination Sensor
SPEED | Wind Speed Sensor
PVMT | Pavement Sensor
DPLVPRES | Depth Level Pressure
BARPRES | Barometric Pressure
SOLARRAD | Solar Radiation
ATMOENVI | Atmospheric & Environmental
PRECVISI | Precipitation and Visibility
COMBO1 | Air Temperature/Relative Humidity Sensor
COMBO2 | Not Applicable
WATLV | Water Level Sensor

## RWIS_SENSOR_MANUF_MODEL (hidden)
RWIS_SENSOR_MANUF_CD | RWIS_SENSOR_MODEL_CD | RWIS_SENSOR_MANUF_DESC | RWIS_SENSOR_MODEL_DESC | RWIS_SENSOR_TYPE_CD | RWIS_SENSOR_TYPE_DESC | RWIS_SENSOR_MANUF_DESC | RWIS_SENSOR_MODEL_DESC
RWIS52 | RSM84 | RM Young | 85000 | COMBO | Wind Speed/Direction Combination Sensor | Druck | 92
RWIS05 | RSM78 | Vaisala | HMP155 | COMBO | Wind Speed/Direction Combination Sensor | LI-COR | 1830
RWIS03 | RSM14 | SSI | Unknown | COMBO | Wind Speed/Direction Combination Sensor | Lufft | 5103
RWIS04 | RSM19 | Unknown | Unknown | COMBO | Wind Speed/Direction Combination Sensor | Met One Instruments | 17574
RWIS01 | RSM01 | Quixote | Unknown | COMBO | Wind Speed/Direction Combination Sensor | Microcom | 72657501
RWIS49 | RSM85 | Lufft | V200A-UMB | COMBO | Wind Speed/Direction Combination Sensor | OTT HydroMet | 76702091
RWIS05 | RSM34 | Vaisala | WMS301 | COMBO | Wind Speed/Direction Combination Sensor | Optical Scientific | 413820F
RWIS49 | RSM76 | Lufft | WS200-UMB | COMBO | Wind Speed/Direction Combination Sensor | Quixote | 85000
RWIS49 | RSM77 | Lufft | WS600-UMB | COMBO | Wind Speed/Direction Combination Sensor | RM Young | DL-XP1
RWIS43 | RSM54 | Met One Instruments | 92 | BARPRES | Barometric Pressure | SSI | DSC111
RWIS36 | RSM52 | RM Young | 17574 | TEMP | Air Temperature Sensor | Unknown | DST111
RWIS40 | RSM45 | Druck | 1830 | DPLVPRES | Depth Level Pressure | Vaisala | ETI Y/N
RWIS36 | RSM62 | RM Young | 413820F | TEMP | Air Temperature Sensor |  | FP 2000
RWIS02 | RSM10 | RM Young | 5103 | DIRECT | Wind Direction Sensor |  | HMP155
RWIS20 | RSM39 | SSI | 72657501 | TEMP | Air Temperature Sensor |  | HMP45D
RWIS17 | RSM40 | SSI | 72657501 | HUMTY | Relative Humidity Sensor |  | NIRS-31
RWIS41 | RSM46 | SSI | 76702091 | BARPRES | Barometric Pressure |  | OSI-430-DR
RWIS06 | RSM35 | Microcom | DL-XP1 | SPEED | Wind Speed Sensor |  | OTT RLS
RWIS35 | RSM72 | Vaisala | DSC111 | VSBLY | Visibility Sensor |  | OWI-430
RWIS48 | RSM74 | Vaisala | DSC111 | PVMT | Pavement Sensor |  | PTB110
RWIS35 | RSM73 | Vaisala | DST111 | VSBLY | Visibility Sensor |  | PWD10
RWIS48 | RSM75 | Vaisala | DST111 | PVMT | Pavement Sensor |  | PWD12
RWIS18 | RSM11 | SSI | ETI Y/N | PRECP | Precipitation Sensor |  | Pyranometer
RWIS48 | RSM70 | Vaisala | FP 2000 | PVMT | Pavement Sensor |  | QMR101
RWIS31 | RSM68 | Vaisala | HMP155 | HUMTY | Relative Humidity Sensor |  | QMR101M
RWIS34 | RSM67 | Vaisala | HMP155 | TEMP | Air Temperature Sensor |  | TCSL302412A0804X
RWIS34 | RSM28 | Vaisala | HMP45D | TEMP | Air Temperature Sensor |  | Unknown
RWIS31 | RSM27 | Vaisala | HMP45D | HUMTY | Relative Humidity Sensor |  | Unknown Air Temperature
RWIS51 | RSM82 | Lufft | NIRS-31 | PVMT | Pavement Sensor |  | Unknown Dew Point
RWIS37 | RSM41 | Optical Scientific | OSI-430-DR | PRECP | Precipitation Sensor |  | Unknown Humidity
RWIS38 | RSM42 | Optical Scientific | OSI-430-DR | VSBLY | Visibility Sensor |  | Unknown Percipitation
RWIS53 | RSM86 | OTT HydroMet | OTT RLS | WATLV | Water Level Sensor |  | Unknown Visibility
RWIS37 | RSM50 | Optical Scientific | OWI-430 | PRECP | Precipitation Sensor |  | Unknown Wind Direction
RWIS44 | RSM56 | Vaisala | PTB110 | BARPRES | Barometric Pressure |  | Unknown Wind Speed
RWIS35 | RSM81 | Vaisala | PWD10 | VSBLY | Visibility Sensor |  | V200A-UMB
RWIS35 | RSM71 | Vaisala | PWD12 | VSBLY | Visibility Sensor |  | VS20k-UMB
RWIS46 | RSM60 | Vaisala | PWD12 | PRECVISI | Precipitation and Visibility |  | VS2k-UMB
RWIS42 | RSM47 | LI-COR | Pyranometer | SOLARRAD | Solar Radiation |  | WIVIS
RWIS32 | RSM87 | Vaisala | QMR101 | PRECP | Precipitation Sensor |  | WMS301
RWIS32 | RSM88 | Vaisala | QMR101M | PRECP | Precipitation Sensor |  | WMT700
RWIS38 | RSM66 | Optical Scientific | TCSL302412A0804X | VSBLY | Visibility Sensor |  | WMT702
RWIS06 | RSM36 | Microcom | Unknown | SPEED | Wind Speed Sensor |  | WS200-UMB
RWIS46 | RSM61 | Vaisala | Unknown | PRECVISI | Precipitation and Visibility |  | WS600-UMB
RWIS08 | RSM02 | Quixote | Unknown | DEWPT | Dew Point Sensor
RWIS09 | RSM03 | Quixote | Unknown | DIRECT | Wind Direction Sensor
RWIS10 | RSM04 | Quixote | Unknown | HUMTY | Relative Humidity Sensor
RWIS11 | RSM05 | Quixote | Unknown | PRECP | Precipitation Sensor
RWIS13 | RSM07 | Quixote | Unknown | TEMP | Air Temperature Sensor
RWIS14 | RSM08 | Quixote | Unknown | VSBLY | Visibility Sensor
RWIS02 | RSM09 | RM Young | Unknown | DIRECT | Wind Direction Sensor
RWIS15 | RSM15 | SSI | Unknown | DEWPT | Dew Point Sensor
RWIS16 | RSM16 | SSI | Unknown | DIRECT | Wind Direction Sensor
RWIS19 | RSM17 | SSI | Unknown | SPEED | Wind Speed Sensor
RWIS45 | RSM59 | Vaisala | Unknown | ATMOENVI | Atmospheric and Environmental
RWIS44 | RSM57 | Vaisala | Unknown | BARPRES | Barometric Pressure
RWIS47 | RSM63 | RM Young | Unknown | SPEED | Wind Speed Sensor
RWIS43 | RSM55 | Met One Instruments | Unknown | BARPRES | Barometric Pressure
RWIS36 | RSM53 | RM Young | Unknown | TEMP | Air Temperature Sensor
RWIS37 | RSM51 | Optical Scientific | Unknown | PRECP | Precipitation Sensor
RWIS29 | RSM29 | Vaisala | Unknown | DEWPT | Dew Point Sensor
RWIS30 | RSM30 | Vaisala | Unknown | DIRECT | Wind Direction Sensor
RWIS32 | RSM31 | Vaisala | Unknown | PRECP | Precipitation Sensor
RWIS33 | RSM32 | Vaisala | Unknown | SPEED | Wind Speed Sensor
RWIS35 | RSM33 | Vaisala | Unknown | VSBLY | Visibility Sensor
RWIS17 | RSM37 | SSI | Unknown | HUMTY | Relative Humidity Sensor
RWIS36 | RSM38 | RM Young | Unknown | TEMP | Air Temperature Sensor
RWIS42 | RSM48 | LI-COR | Unknown | SOLARRAD | Solar Radiation
RWIS27 | RSM25 | Unknown | Unknown Air Temperature | TEMP | Air Temperature Sensor
RWIS22 | RSM20 | Unknown | Unknown Dew Point | DEWPT | Dew Point Sensor
RWIS24 | RSM22 | Unknown | Unknown Humidity | HUMTY | Relative Humidity Sensor
RWIS25 | RSM23 | Unknown | Unknown Percipitation | PRECP | Precipitation Sensor
RWIS28 | RSM26 | Unknown | Unknown Visibility | VSBLY | Visibility Sensor
RWIS23 | RSM21 | Unknown | Unknown Wind Direction | DIRECT | Wind Direction Sensor
RWIS26 | RSM24 | Unknown | Unknown Wind Speed | SPEED | Wind Speed Sensor
RWIS50 | RSM80 | Lufft | VS20k-UMB | VSBLY | Visibility Sensor
RWIS50 | RSM79 | Lufft | VS2k-UMB | VSBLY | Visibility Sensor
RWIS21 | RSM18 | SSI | WIVIS | VSBLY | Visibility Sensor
RWIS33 | RSM65 | Vaisala | WMT700 | SPEED | Wind Speed Sensor
RWIS30 | RSM83 | Vaisala | WMT702 | DIRECT | Wind Direction Sensor

## DEL-SENSOR_CHASSIS_MANUF (hidden)
SENSOR_CHASSIS_MANUF_CD | SENSOR_CHASSIS_MANUF_DESC
SCM01 | Iteris Inc.
SCM02 | Peek Traffic
SCM03 | Reno A&E
SCM04 | Unknown
SCM05 | Microcom
SCM06 | Trafficware

## DEL-SENSOR_CHASSIS_MODEL (hidden)
SENSOR_CHASSIS_MODEL_CD | SENSOR_CHASSIS_MANUF_CD | SENSOR_CHASSIS_MANUF_DESC | SENSOR_CHASSIS_MODEL_DESC | MASTER_PVTBL_SENSOR_CHASSIS_MODEL_DESC
SCMD001 | SCM01 | Iteris Inc. | VRack Series | M Series
SCMD002 | SCM01 | Iteris Inc. | Unknown | M-12C Series
SCMD003 | SCM02 | Peek Traffic | VideoTrak-IQ Rack | M-12D Series
SCMD004 | SCM02 | Peek Traffic | Unknown | M-6D Series
SCMD005 | SCM03 | Reno A&E | M Series | Unknown
SCMD006 | SCM03 | Reno A&E | M-6D Series | VideoTrak-IQ Rack
SCMD007 | SCM03 | Reno A&E | M-12C Series | VRack Series
SCMD008 | SCM03 | Reno A&E | M-12D Series | BIU 9
SCMD009 | SCM03 | Reno A&E | Unknown | BIU 10
SCMD010 | SCM04 | Unknown | Unknown
SCMD011 | SCM06 | Trafficware | BIU 9
SCMD012 | SCM06 | Trafficware | BIU 10

## DEL-SENSOR_MANUF (hidden)
SENSOR_MANUF_CD | SENSOR_MANUF_DESC | SENSOR_TYPE_CD | MASTER_PVTBL_SENSOR_MANUF_DESC
SM001 | Aldis Inc. | VS | Aldis Inc.
SM002 | Aldis Inc. | UNK | Autoscope
SM003 | Autoscope | VS | Detector Systems
SM004 | Autoscope | UNK | Eberle Design Inc. (EDI)
SM005 | Eberle Design Inc. (EDI) | PS | Econolite
SM006 | Eberle Design Inc. (EDI) | UNK | EMTRAC Systems
SM007 | Econolite | VS | Global Traffic Technologies
SM008 | Econolite | PS | Image Sensing Systems/EIS
SM009 | Econolite | UNK | Iteris Inc.
SM010 | Global Traffic Technologies | PS | MS Sedco
SM011 | Global Traffic Technologies | OS | Naztec Inc.
SM012 | Global Traffic Technologies | UNK | Peek
SM013 | Image Sensing Systems/EIS | RS | Reno A&E
SM014 | Image Sensing Systems/EIS | UNK | Sarasota
SM015 | Iteris Inc. | VS | Sensys Networks Inc.
SM016 | Iteris Inc. | UNK | smartmicro
SM017 | MS Sedco | RS | Traficon USA
SM018 | MS Sedco | UNK | Unknown
SM020 | Naztec Inc. | PS | Wavetronix
SM021 | Naztec Inc. | RS | Western Pacific Signal
SM022 | Naztec Inc. | UNK
SM023 | Naztec Inc. | VS
SM024 | Peek | PS
SM025 | Peek | UNK
SM026 | Peek | VS
SM027 | Reno A&E | PS
SM028 | Reno A&E | UNK
SM040 | EMTRAC Systems | OS
SM029 | Sensys Networks Inc. | PS
SM041 | EMTRAC Systems | UNK
SM030 | Sensys Networks Inc. | UNK
SM031 | Traficon USA | UNK
SM032 | Traficon USA | VS
SM033 | Unknown | OS
SM034 | Unknown | PS
SM035 | Unknown | RS
SM036 | Unknown | UNK
SM037 | Unknown | VS
SM038 | Wavetronix | RS
SM039 | Wavetronix | UNK
SM042 | Image Sensing Systems/EIS | PS
SM044 | Detector Systems | PS
SM045 | Sarasota | PS
SM046 | Western Pacific Signal | PS
SM048 | Wavetronix | PS
SM051 | smartmicro | RS

## DEL-SENSOR_MODEL (hidden)
SENSOR_MODEL_CD | SENSOR_TYPE_CD | SENSOR_MANUF_CD | SENSOR_MANUF_DESC | SENSOR_MODEL_DESC | MASTER_PVTBL_SENSOR_MODEL_DESC
SMD001 | UNK | SM002 | Aldis Inc. | Unknown | 222 ED1
SMD002 | VS | SM001 | Aldis Inc. | GridSmart Spectra 360 | 222 Series
SMD003 | UNK | SM004 | Autoscope | Unknown | 222D LOOP CARD
SMD004 | VS | SM003 | Autoscope | Encore | 224 GP5
SMD005 | VS | SM003 | Autoscope | Rackvision | 224 Series
SMD006 | VS | SM003 | Autoscope | Rackvision Pro2 | 262 Series
SMD007 | VS | SM003 | Autoscope | Rackvision Terra | 3DLD Series
SMD008 | VS | SM003 | Autoscope | Solo Pro | 535 Series
SMD009 | VS | SM003 | Autoscope | Solo Terra | 536 Series
SMD010 | PS | SM005 | Eberle Design Inc. (EDI) | LM222 Series | 537 Series
SMD011 | PS | SM005 | Eberle Design Inc. (EDI) | LM301 Series | 710-Tx/I
SMD012 | PS | SM005 | Eberle Design Inc. (EDI) | LM622 Series | 722 TXC
SMD013 | PS | SM005 | Eberle Design Inc. (EDI) | LMD222 Series | 722L
SMD014 | PS | SM005 | Eberle Design Inc. (EDI) | LMD224 Series | 722-Tx/I
SMD015 | PS | SM005 | Eberle Design Inc. (EDI) | LMD301 Series | 724L
SMD016 | PS | SM005 | Eberle Design Inc. (EDI) | LMD301T Series | 821 Series
SMD017 | PS | SM005 | Eberle Design Inc. (EDI) | LMD602 Series | 823 Series
SMD018 | PS | SM005 | Eberle Design Inc. (EDI) | LMD602T Series | 900 Series
SMD019 | PS | SM005 | Eberle Design Inc. (EDI) | LMD604 Series | 910 Series
SMD020 | PS | SM005 | Eberle Design Inc. (EDI) | LMD604T Series | 913 Series
SMD021 | PS | SM005 | Eberle Design Inc. (EDI) | LMD622 Series | 921 Series
SMD022 | PS | SM005 | Eberle Design Inc. (EDI) | LMD622T Series | 940 Series
SMD023 | PS | SM005 | Eberle Design Inc. (EDI) | LMD624 Series | Accuwave 150-LX
SMD024 | PS | SM005 | Eberle Design Inc. (EDI) | LMD624T Series | C-1100 Series
SMD025 | PS | SM005 | Eberle Design Inc. (EDI) | Oracle 2 Series | C-1200 Series
SMD026 | PS | SM005 | Eberle Design Inc. (EDI) | Oracle 2E Series | C-1201 Series
SMD027 | UNK | SM005 | Eberle Design Inc. (EDI) | Unknown | Click 112
SMD028 | OS | SM040 | EMTRAC Systems | GPS-FHSS | Click 114
SMD029 | UNK | SM041 | EMTRAC Systems | Unknown | Click 172
SMD030 | OS | SM011 | Global Traffic Technologies | Opticom M-400 Series | Click 174
SMD031 | OS | SM011 | Global Traffic Technologies | Opticom M-700 Series | Click 650
SMD032 | OS | SM011 | Global Traffic Technologies | Opticom Model 1010 | Click 656
SMD033 | OS | SM011 | Global Traffic Technologies | Opticom Model 1012 | E/2-1200 Series
SMD034 | OS | SM011 | Global Traffic Technologies | Opticom Model 762 | E-1100-SS
SMD035 | OS | SM011 | Global Traffic Technologies | Opticom Model 764 | E-1200 Series
SMD036 | PS | SM010 | Global Traffic Technologies | 900 Series | Encore
SMD037 | UNK | SM012 | Global Traffic Technologies | Unknown | G-200 Series
SMD038 | RS | SM013 | Image Sensing Systems/EIS | RTMS | G38
SMD039 | RS | SM013 | Image Sensing Systems/EIS | RTMS X3 | GPS-FHSS
SMD040 | UNK | SM014 | Image Sensing Systems/EIS | Unknown | GridSmart Spectra 360
SMD041 | UNK | SM016 | Iteris Inc. | Unknown | GT-200 Series
SMD042 | VS | SM015 | Iteris Inc. | Vantage Edge 2 Series | L-1200 Series
SMD043 | VS | SM015 | Iteris Inc. | Vantage Edge Connect | L-1201 Series
SMD044 | VS | SM015 | Iteris Inc. | VersiCam-SM Series | LM 604
SMD045 | RS | SM017 | MS Sedco | TC26-B Series | LM 622
SMD046 | RS | SM017 | MS Sedco | TC-CK1-SBE Series | LM222 Series
SMD047 | UNK | SM018 | MS Sedco | Unknown | LM301 Series
SMD048 | PS | SM020 | Naztec Inc. | 710-Tx/I | LM622 Series
SMD049 | PS | SM020 | Naztec Inc. | 722 TXC | LM662-E
SMD050 | PS | SM020 | Naztec Inc. | 722L | LMD222 Series
SMD051 | PS | SM020 | Naztec Inc. | 722-Tx/I | LMD224 Series
SMD052 | PS | SM020 | Naztec Inc. | 724L | LMD301 Series
SMD053 | RS | SM021 | Naztec Inc. | Accuwave 150-LX | LMD301T Series
SMD054 | UNK | SM022 | Naztec Inc. | Unknown | LMD602 Series
SMD055 | VS | SM023 | Naztec Inc. | VU2F | LMD602T Series
SMD056 | PS | SM024 | Peek | 222 Series | LMD604 Series
SMD057 | PS | SM024 | Peek | 224 Series | LMD604T Series
SMD058 | PS | SM024 | Peek | 262 Series | LMD622 Series
SMD059 | PS | SM024 | Peek | 3DLD Series | LMD622T Series
SMD060 | PS | SM024 | Peek | 535 Series | LMD624 Series
SMD061 | PS | SM024 | Peek | 536 Series | LMD624T Series
SMD062 | PS | SM024 | Peek | 537 Series | Opticom M-400 Series
SMD063 | PS | SM024 | Peek | 821 Series | Opticom M-700 Series
SMD064 | PS | SM024 | Peek | 823 Series | Opticom Model 1010
SMD065 | PS | SM024 | Peek | 910 Series | Opticom Model 1012
SMD066 | PS | SM024 | Peek | 913 Series | Opticom Model 762
SMD067 | PS | SM024 | Peek | 921 Series | Opticom Model 764
SMD068 | PS | SM024 | Peek | 940 Series | Oracle 2 Series
SMD069 | UNK | SM025 | Peek | Unknown | Oracle 2E Series
SMD070 | VS | SM026 | Peek | UniTrak | PDC-242 Loop Card
SMD071 | VS | SM026 | Peek | VideoTrak-900 | Rackvision
SMD072 | VS | SM026 | Peek | VideoTrak-905 | Rackvision Pro2
SMD073 | VS | SM026 | Peek | VideoTrak-910 | Rackvision Terra
SMD074 | PS | SM027 | Reno A&E | 222 Series | RTMS
SMD075 | PS | SM027 | Reno A&E | C-1100 Series | RTMS X3
SMD076 | PS | SM027 | Reno A&E | C-1200 Series | S-1200 Series
SMD077 | PS | SM027 | Reno A&E | C-1201 Series | S-1201 Series
SMD078 | PS | SM027 | Reno A&E | E/2-1200 Series | Solo Pro
SMD079 | PS | SM027 | Reno A&E | E-1100-SS | Solo Terra
SMD080 | PS | SM027 | Reno A&E | E-1200 Series | T-100 Series
SMD081 | PS | SM027 | Reno A&E | G-200 Series | T-110 Series
SMD082 | PS | SM027 | Reno A&E | GT-200 Series | T-210 Series
SMD083 | PS | SM027 | Reno A&E | L-1200 Series | T-400 Series
SMD084 | PS | SM027 | Reno A&E | L-1201 Series | TC26-B Series
SMD085 | PS | SM027 | Reno A&E | S-1200 Series | TC-CK1-SBE INTERSECTOR
SMD086 | PS | SM027 | Reno A&E | S-1201 Series | TC-CK1-SBE Series
SMD087 | PS | SM027 | Reno A&E | T-100 Series | TMIB-AB
SMD088 | PS | SM027 | Reno A&E | T-110 Series | U-1200 Series
SMD089 | PS | SM027 | Reno A&E | T-210 Series | UniTrak
SMD090 | PS | SM027 | Reno A&E | T-400 Series | Unknown
SMD091 | PS | SM027 | Reno A&E | U-1200 Series | Vantage Edge 2 Series
SMD092 | PS | SM027 | Reno A&E | Y-200 Series | Vantage Edge Connect
SMD093 | UNK | SM028 | Reno A&E | Unknown | VDS240
SMD094 | PS | SM029 | Sensys Networks Inc. | VDS240 | VersiCam-SM Series
SMD095 | UNK | SM030 | Sensys Networks Inc. | Unknown | VideoTrak-900
SMD096 | UNK | SM031 | Traficon USA | Unknown | VideoTrak-905
SMD097 | VS | SM032 | Traficon USA | VIP3D.1s | VideoTrak-910
SMD098 | VS | SM032 | Traficon USA | VIP3D.2s | VIP3D.1s
SMD099 | OS | SM033 | Unknown | Unknown | VIP3D.2s
SMD100 | PS | SM034 | Unknown | Unknown | VU2F
SMD101 | RS | SM035 | Unknown | Unknown | Y-200 Series
SMD102 | UNK | SM036 | Unknown | Unknown
SMD103 | VS | SM037 | Unknown | Unknown
SMD104 | RS | SM038 | Wavetronix | Click 112
SMD105 | UNK | SM039 | Wavetronix | Unknown
SMD108 | PS | SM044 | Detector Systems | 222D LOOP CARD
SMD109 | PS | SM008 | Econolite | LM662-E
SMD110 | PS | SM045 | Sarasota | 222 ED1
SMD111 | PS | SM045 | Sarasota | 224 GP5
SMD112 | PS | SM045 | Sarasota | LM 604
SMD113 | PS | SM045 | Sarasota | LM 622
SMD104 | RS | SM038 | Wavetronix | Click 114
SMD116 | RS | SM038 | Wavetronix | Click 172
SMD117 | RS | SM038 | Wavetronix | Click 174
SMD118 | PS | SM046 | Western Pacific Signal | PDC-242 Loop Card
SMD119 | RS | SM017 | MS Sedco | TC-CK1-SBE INTERSECTOR
SMD124 | PS | SM027 | Reno A&E | G38
SMD122 | RS | SM038 | Wavetronix | Click 650
SMD123 | RS | SM038 | Wavetronix | Click 656
SMD137 | RS | SM051 | smartmicro | TMIB-AB

## SENSOR_TYPE (hidden)
SENSOR_TYPE_CD | SENSOR_TYPE_DESC
OS | Thermal/IR Sensor
RS | Radar Sensor
VS | Video Sensor
PS | Pavement Sensor
UNK | Unknown
BLUE | Bluetooth Sensor
LOOP | Induction Loop Sensor
LPR | License Plate Reader
TAG | Toll Tag Reader
PIEZAS | Piezoelectric Axel Sensor
LIDAR | LiDAR Sensor

## SERVING_AREA (hidden)
SERVING_AREA_CD | SERVING_AREA_DESC
2 | Pinellas County TMC
3 | Brevard County
4 | Broward County RTMC
6 | Miami RTMC
7 | Pompano RTMC
8 | Statewide Telecom Network
9 | Tampa RTMC
10 | Orlando RTMC
11 | Jacksonville RTMC
12 | MDX
13 | West Palm Beach RTMC
14 | Pensacola RTMC
15 | Ft. Myers RTMC
16 | Manatee County
17 | Turkey Lake RTMC
18 | Broward County TMC
19 | Duval County
20 | Clay County
21 | St. Johns County
22 | Nassau County
23 | Tallahassee RTMC
24 | Chipley RTMC
25 | Escambia County
26 | City of Daytona Beach
27 | City of Kissimmee
28 | City of Maitland
29 | City of Melbourne
30 | City of Ocala
31 | City of Orlando
32 | Flagler County
33 | I-4 Mobility Partners
34 | Lake County
35 | Marion County
36 | Orange County
37 | Osceola County
38 | City of Palm Coast
39 | City of Ormond Beach
40 | City of Port Orange
41 | Reedy Creek Improvement Dist.
42 | Seminole County
43 | Sumter County
44 | Volusia County
45 | CFX
46 | SunRail
47 | City of Tampa
48 | Hillsborough County
49 | City of Tallahassee
50 | Sarasota County
51 | Charlotte County
52 | Lee County
53 | Collier County
54 | Polk County
55 | Indian River Co.
56 | St. Lucie Co.
57 | Martin Co.
58 | Palm Beach Co.
59 | City of Plant City
60 | City of Clearwater
61 | City of St. Petersburg
62 | Okaloosa County
63 | Desoto County
64 | Glades County
65 | Hardee County
66 | Hendry County
67 | Highlands County
68 | Okeechobee County
69 | HART
70 | Mile Marker
71 | THEA
72 | Hernando County
73 | Citrus County
74 | Motor Carrier Size and Weight
81 | City of Jacksonville
82 | City of Lakeland
83 | Pasco County

## SIDE_MARKER_MANUF (hidden)
SIDE_MARKER_MANUF_CD | SIDE_MARKER_MANUF_DESC
UNK | Unknown
FCT | FC&T
HNYWEL | Honeywell
HPI | Hugley & Phillips, Inc
SPXFLTEC | SPX-Flash Technology
UNIMAR | Unimar
SABRE | Sabre
ITL | ITL-International Tower Lighting
STL | STL-Specialty Tower Lighting
FLI | FLI-Flight Light Inc

## SIDE_MARKER_MODEL (hidden)
SIDE_MARKER_MODEL_CD | SIDE_MARKER_MANUF_CD | SIDE_MARKER_MANUF_DESC | SIDE_MARKER_MODEL_DESC | MASTER_PVTBL_SIDE_MARKER_MODEL_DESC
UNK01 | UNK | Unknown | Unknown | 2000B
SMM01 | FCT | FC&T | Unknown | 3000B
SMM02 | HNYWEL | Honeywell | Unknown | BCN-300
SMM03 | SPXFLTEC | SPX-Flash Technology | FTB 360i | C30-027-001
SMM04 | SPXFLTEC | SPX-Flash Technology | FTS 361X | C30-028-001
SMM05 | SPXFLTEC | SPX-Flash Technology | FTS 362X-2 | C30-029-001
SMM06 | SPXFLTEC | SPX-Flash Technology | FTS 363X | C30-032-001
SMM07 | SPXFLTEC | SPX-Flash Technology | FTS 364 | C30-033-001
SMM08 | SPXFLTEC | SPX-Flash Technology | FTB 324 | C30-034-002
SMM09 | SPXFLTEC | SPX-Flash Technology | FTB 324-LT | C30-035-002
SMM10 | SPXFLTEC | SPX-Flash Technology | FTB 314 | C30-037-001
SMM11 | SPXFLTEC | SPX-Flash Technology | FTB 310C | C30-037-020
SMM12 | SPXFLTEC | SPX-Flash Technology | FTB 310 | C30-066-020
SMM13 | SPXFLTEC | SPX-Flash Technology | FTB 310-4 | C30-066-021
SMM14 | SPXFLTEC | SPX-Flash Technology | FTB 310-LT | C30-066-022
SMM15 | SPXFLTEC | SPX-Flash Technology | FTB 305 | FG3000B
SMM16 | SPXFLTEC | SPX-Flash Technology | FTB 302 | FTB 302
SMM17 | SPXFLTEC | SPX-Flash Technology | FTB 304 | FTB 304
SMM18 | SPXFLTEC | SPX-Flash Technology | FTB 311L | FTB 305
SMM19 | SPXFLTEC | SPX-Flash Technology | Unknown | FTB 310
SMM20 | UNIMAR | Unimar | L-864 | FTB 310-4
SMM21 | UNIMAR | Unimar | L-865 | FTB 310C
SMM22 | UNIMAR | Unimar | Unknown | FTB 310-LT
SMM23 | SABRE | Sabre | C30-027-001 | FTB 311L
SMM24 | SABRE | Sabre | C30-028-001 | FTB 314
SMM25 | SABRE | Sabre | C30-029-001 | FTB 324
SMM26 | SABRE | Sabre | C30-032-001 | FTB 324-LT
SMM27 | SABRE | Sabre | C30-033-001 | FTB 360i
SMM28 | SABRE | Sabre | C30-034-002 | FTS 361X
SMM29 | SABRE | Sabre | C30-035-002 | FTS 362X-2
SMM30 | SABRE | Sabre | C30-037-001 | FTS 363X
SMM31 | SABRE | Sabre | C30-037-020 | FTS 364
SMM32 | SABRE | Sabre | C30-066-020 | IFH-1700
SMM33 | SABRE | Sabre | C30-066-021 | ILS-1400
SMM34 | SABRE | Sabre | C30-066-022 | ILS-2400
SMM35 | SABRE | Sabre | Unknown | ILS-3400
SMM36 | ITL | ITL-International Tower Lighting | ILS-3400 | ILS-3800
SMM37 | ITL | ITL-International Tower Lighting | ILS-2400 | ILS-D1RW-008
SMM38 | ITL | ITL-International Tower Lighting | ILS-1400 | KG114
SMM39 | ITL | ITL-International Tower Lighting | ILS-D1RW-008 | L-864
SMM40 | ITL | ITL-International Tower Lighting | ILS-3800 | L864LED-001
SMM41 | ITL | ITL-International Tower Lighting | IFH-1700 | L864LED-003
SMM42 | ITL | ITL-International Tower Lighting | MKR-ILED-1DH | L864LED-GPS
SMM43 | ITL | ITL-International Tower Lighting | MKR-ILED-DB1 | L-865
SMM44 | ITL | ITL-International Tower Lighting | BCN-300 | MKR-D750-000
SMM45 | ITL | ITL-International Tower Lighting | MKR-S750-0DH | MKR-ILED-1DH
SMM46 | ITL | ITL-International Tower Lighting | MKR-D750-000 | MKR-ILED-DB1
SMM47 | ITL | ITL-International Tower Lighting | Unknown | MKR-S750-0DH
SMM48 | STL | STL-Specialty Tower Lighting | STLDB-1LED | RB-300MM
SMM49 | STL | STL-Specialty Tower Lighting | RB-LED | RB-LED
SMM50 | STL | STL-Specialty Tower Lighting | STLB-1 | SL-1
SMM51 | STL | STL-Specialty Tower Lighting | RB-300MM | SL-2
SMM52 | STL | STL-Specialty Tower Lighting | SL-1 | STLB-1
SMM53 | STL | STL-Specialty Tower Lighting | SL-2 | STLDB-1LED
SMM54 | STL | STL-Specialty Tower Lighting | Unknown | Unknown
SMM55 | HPI | Hugley & Phillips, Inc | KG114 | (blank)
SMM56 | HPI | Hugley & Phillips, Inc | FG3000B
SMM57 | HPI | Hugley & Phillips, Inc | L864LED-001
SMM58 | HPI | Hugley & Phillips, Inc | L864LED-003
SMM59 | HPI | Hugley & Phillips, Inc | L864LED-GPS
SMM60 | HPI | Hugley & Phillips, Inc | Unknown
SMM61 | FLI | FLI-Flight Light Inc | 2000B
SMM62 | FLI | FLI-Flight Light Inc | 3000B
SMM63 | FLI | FLI-Flight Light Inc | Unknown

## SIDE_MARKER_TYPE (hidden)
SIDE_MARKER_TYPE_CD | SIDE_MARKER_TYPE_DESC
UNK | Unknown
LEDRB | LED-Red Beacon
LEDWB | LED-White Beacon
INCRB | Incandescent-Red Beacon
INCWB | Incandescent-White Beacon
STRR | Strobe-Red
STRW | Strobe-White

## SIGNAL_CTRL_DEV_MANUF_MODEL (hidden)
SIGNAL_CONTROL_MANUF_CD | SIGNAL_CONTROL_MODEL_CD | SIGNAL_CONTROL_MANUF_DESC | SIGNAL_CONTROL_MODEL_DESC | SIGNAL_CONTROL_TYPE_CD | TYPE_DESC | TYPE_CD | BUSINTF | SIGNAL_CONTROL_MANUF_DESC | SIGNAL_CONTROL_MODEL_DESC | CFTMNTR | SIGNAL_CONTROL_MANUF_DESC | SIGNAL_CONTROL_MODEL_DESC | CLKUNIT | SIGNAL_CONTROL_MANUF_DESC | SIGNAL_CONTROL_MODEL_DESC | FLASHER | SIGNAL_CONTROL_MANUF_DESC | SIGNAL_CONTROL_MODEL_DESC | GPSTS | SIGNAL_CONTROL_MANUF_DESC | SIGNAL_CONTROL_MODEL_DESC | LDRES | SIGNAL_CONTROL_MANUF_DESC | SIGNAL_CONTROL_MODEL_DESC | LDSW | SIGNAL_CONTROL_MANUF_DESC | SIGNAL_CONTROL_MODEL_DESC | SAACP | SIGNAL_CONTROL_MANUF_DESC | SIGNAL_CONTROL_MODEL_DESC | SAC | SIGNAL_CONTROL_MANUF_DESC | SIGNAL_CONTROL_MODEL_DESC | SAD | SIGNAL_CONTROL_MANUF_DESC | SIGNAL_CONTROL_MODEL_DESC | SAUNK | SIGNAL_CONTROL_MANUF_DESC | SIGNAL_CONTROL_MODEL_DESC | SAVP | SIGNAL_CONTROL_MANUF_DESC | SIGNAL_CONTROL_MODEL_DESC | SDTMDCHA | SIGNAL_CONTROL_MANUF_DESC | SIGNAL_CONTROL_MODEL_DESC | SSDETMOD | SIGNAL_CONTROL_MANUF_DESC | SIGNAL_CONTROL_MODEL_DESC | TRFRLY | SIGNAL_CONTROL_MANUF_DESC | SIGNAL_CONTROL_MODEL_DESC
BIUM01 | BIU001 | Eberle Design Inc. (EDI) | BIU 700 | BUSINTF |  |  |  | Eberle Design Inc. (EDI) | BIU 100 |  | Eberle Design Inc. (EDI) | 12 EL Series |  | Electrotechnics Corp. | 100 Series |  | Eberle Design Inc. (EDI) | 31065 G1 |  | EViEWS Safety Systems | TS-800 |  | NTE Inc. | 10W218 |  | Eberle Design Inc. (EDI) | 31095 G1 |  | Advanced Protection Technologies Inc. | 41003TC |  | Atl. Scientific/Cooper Crouse-H | HE75CX Series |  | Atl. Scientific/Cooper Crouse-H | HE642C |  | Advanced Protection Technologies Inc. | Unknown |  | Arris Technologies Inc. | AR-916 |  | 3M | 170 Loop Card |  | Aldis Inc. | 222 ED1 |  | Deltrol Controls | 136 4992
BIUM01 | BIU002 | Eberle Design Inc. (EDI) | Unknown | BUSINTF |  |  |  | Econolite | BIU 130 |  | Econolite | 1200 |  | Naztec Inc. | 1880E Component |  | Econolite | 810-225 |  |  |  |  | RCD | 10W222 |  | Econolite | 510-225 |  | Atl Scientific/Cooper Crouse-H | ACP-340 |  | HESCO/RLS | Unknown |  | Emerson Network Power | SRA64C Series |  | Arris Technologies Inc. |  |  | Emerson Network Power | EDCO SRA6LCA |  | Econolite | AutoScope Encore |  | Autoscope | 222 Series |  | Econolite | 136 Series
BIUM02 | BIU003 | Econolite | BIU 64 | BUSINTF |  |  |  | Iteris | BIU 200 |  | Naztec Inc. | 12EL |  | Peek | AP21 |  | Power Distr.&Control Inc.(PDC) | 810. |  |  |  |  | Unknown | 15w |  | Power Distr.&Control Inc.(PDC) | 510. |  | Emerson Network Power | EDCO SHA-1230FS-T |  | Peek | VTIQ_CIP Series |  | HESCO/RLS | Unknown |  | Atl. Scientific/Cooper Crouse-H |  |  | HESCO/RLS | HE6LC Series |  | Image Sensing Systems | BIU 10 |  | Detector Systems | 222D LOOP CARD |  | Midtex | 136-62T-3A1
BIUM02 | BIU004 | Econolite | Unknown | BUSINTF |  |  |  | Mobotrex | BIU 2012 Model 82-1933-01 |  | Peek | 2010ECL SERIES |  | RTC Manufacturing Inc. | AP22 |  | Reno A&E | 810S |  |  |  |  | Vishay | PV Series |  | Reno A&E | LS-200 |  | HESCO/RLS | HE1700 |  |  | ZoneBarrier Series |  |  | ZoneBarrier Series |  | Emerson Network Power |  |  | Naztec Inc. | PC642 |  | Iteris | BIU 9 |  | EMTRAC Systems | 224 GP5 |  | Power Distribution & Control Inc. | 136-62T3A1
BIUM03 | BIU005 | Naztec Inc. | BIU 130 | BUSINTF |  |  |  | Naztec Inc. | BIU 64 |  | Reno A&E | 2010KCL SERIES |  | Unknown | AP41 |  | Unknown | FL-200 |  |  |  |  | Xicon | PVH Series |  | Unknown | Model 200 |  | Peek | HE1800 | [7 empty] | HESCO/RLS |  |  |  | SRA 16C-1 |  | Iteris Inc. | Interface Card |  | Eberle Design Inc. (EDI) | 224 Series |  | Reno A&E | 21ACPX-2/21XBXP
BIUM03 | BIU006 | Naztec Inc. | Unknown | BUSINTF |  |  |  | Peek | BIU 700 |  | Struthers-Dunn | 2018 |  |  | CPR-2102 |  |  | Model 204 | [5 empty] | PWV Series |  |  | SSS-86-3 |  |  | HE300 | [7 empty] | Naztec Inc. |  |  |  | SRA-6LC |  | Peek Traffic | M Series |  | Econolite | 262 Series |  | Struthers-Dunn | 21XBXPL
BIUM04 | BIU007 | Peek | BIU 100 | BUSINTF |  |  |  | Polara | BIU-130 |  | Traffic Control Tech./Peek | 2018ECL SERIES |  |  | NTC-17E |  |  | SSF-86-3 | [5 empty] | RH025 |  |  | SSS-87 |  |  | HE300-15 | [7 empty] | Peek |  |  |  | SRA-6LC Series |  | Reno A&E | M-12C Series |  | GRIDSMART | 3DLD Series |  | Unknown | 295 Series
BIUM04 | BIU008 | Peek | Unknown | BUSINTF |  |  |  | Siemens ITS/ Eagle | BIU-700-TW |  | Trafficware | 2018KCL |  |  | TC-14 |  |  | SSF-87 | [5 empty] | Unknown |  |  | SSS-87 I/O |  |  | HE500S | [7 empty] | Unknown |  |  |  | SRA-6LCP |  | Trafficware | M-12D Series |  | Global Traffic Technologies | 535 Series |  |  | 418 Series
BIUM05 | BIU009 | Siemens ITS/ Eagle | BIU 100 | BUSINTF |  |  |  | Trafficware | BIU200 |  | Transyt Corporation/ Peek | 210E |  |  | TC-8100 |  |  | SSF-88 | [8 empty] | SSS-88 |  |  | MA15 | [11 empty] | Unknown |  | Unknown | M-6D Series |  | Image Sensing Systems/EIS | 535B |  |  | 900 Series
BIUM05 | BIU010 | Siemens ITS/ Eagle | BIU 200 | BUSINTF |  |  |  | Unknown | PBCU-DC |  | Unknown | 210ECL |  |  | TimeSync1-GPS |  |  | Unknown | [8 empty] | Unknown |  |  | MA30 | [11 empty] | VLP Series |  |  | TC-CK1-SBE INTERSECTOR |  | Iteris Inc. | 535T |  |  | FTR 91
BIUM05 | BIU011 | Siemens ITS/ Eagle | Unknown | BUSINTF |  |  |  |  | Unknown |  |  | 21XBXPL |  |  | Unknown | [14 empty] | SHA 4803 | [14 empty] | Unknown |  | MS Sedco | 536 Series |  |  | Unknown
BIUM06 | BIU012 | Unknown | Unknown | BUSINTF |  |  |  |  | VANTAGE TS2IM |  |  | 500 Series |  |  | WP-7100 | [14 empty] | SHA-1210 | [14 empty] | VANTAGE EDGE 2-4N |  | Naztec Inc. | 537 Series
BIUM07 | BIU013 | Mobotrex | BIU200 | BUSINTF | [7 empty] | D210 | [17 empty] | SHP 300-10 | [14 empty] | VANTAGE EDGE2-1N |  | Peek | 710-Tx/I
BIUM04 | BIU014 | Peek | BIU 2012 Model 82-1933-01 | BUSINTF | [7 empty] | Double Diamond | [17 empty] | SPA-100 | [14 empty] | VANTAGE EDGE2-2N |  | Reno A&E | 722 TXC
BIUM08 | BIU15 | Trafficware | BIU-130 | BUSINTF | [7 empty] | LNM Series | [17 empty] | SPDee S Series | [14 empty] | VRack Series |  | Sarasota | 722-Tx/I
BIUM08 | BIU16 | Trafficware | BIU-700-TW | BUSINTF | [7 empty] | MMU 516 Series | [17 empty] | TE(xx)XCS104XA Series | [14 empty] | VideoTrak-IQ Rack |  | Sensys Networks Inc. | 722L
BIUM09 | BIU017 | Polara | PBCU-DC | BUSINTF | [7 empty] | MMU 516L Series | [17 empty] | TE(xx)XDS(yy)4XA Series | [16 empty] | Trafficware | 724L
CMM01 | CMMD001 | Eberle Design Inc. (EDI) | SSM-12LE | CFTMNTR | [7 empty] | MMU-1600 Series | [17 empty] | Unknown | [16 empty] | Traficon USA | 821 Series
CMM01 | CMMD002 | Eberle Design Inc. (EDI) | SSM-18LE | CFTMNTR | [7 empty] | MMU-16E | [17 empty] | V150HE150 | [16 empty] | Unknown | 823 Series
CMM01 | CMMD003 | Eberle Design Inc. (EDI) | D210 | CFTMNTR | [7 empty] | MMU-16LE | [17 empty] | ZoneDefender PRO Series | [16 empty] | Wavetronix | 900 Series
CMM01 | CMMD004 | Eberle Design Inc. (EDI) | 210E | CFTMNTR | [7 empty] | MMU-16LE-IP | [17 empty] | ZoneDefender Series | [16 empty] | Western Pacific Signal | 910 Series
CMM01 | CMMD005 | Eberle Design Inc. (EDI) | 210ECL | CFTMNTR | [7 empty] | MMU2-16LEIP-E | [17 empty] | ZoneGuardian Series | [16 empty] | smartmicro | 913 Series
CMM01 | CMMD006 | Eberle Design Inc. (EDI) | 2010ECL SERIES | CFTMNTR | [7 empty] | NM512 Series | [17 empty] | ZoneMaster Series | [17 empty] | 921 Series
CMM01 | CMMD007 | Eberle Design Inc. (EDI) | 2018ECL SERIES | CFTMNTR | [7 empty] | NSM-12 | [35 empty] | 940 Series
CMM01 | CMMD008 | Eberle Design Inc. (EDI) | 2010KCL SERIES | CFTMNTR | [7 empty] | NSM-6 | [35 empty] | Accuwave 150-LX
CMM01 | CMMD009 | Eberle Design Inc. (EDI) | MMU-16E | CFTMNTR | [7 empty] | SERIES 500 | [35 empty] | C-1100 Series
CMM01 | CMMD010 | Eberle Design Inc. (EDI) | MMU-16LE | CFTMNTR | [7 empty] | SSM-12LE | [35 empty] | C-1200 Series
CMM01 | CMMD011 | Eberle Design Inc. (EDI) | MMU-16LE-IP | CFTMNTR | [7 empty] | SSM-18LE | [35 empty] | C-1201 Series
CMM01 | CMMD012 | Eberle Design Inc. (EDI) | NSM-6 | CFTMNTR | [7 empty] | SSM-3E | [35 empty] | Click 112
CMM01 | CMMD013 | Eberle Design Inc. (EDI) | NSM-12 | CFTMNTR | [7 empty] | TS1-CMU | [35 empty] | Click 114
CMM01 | CMMD014 | Eberle Design Inc. (EDI) | Unknown | CFTMNTR | [7 empty] | TS2-MMU | [35 empty] | Click 172
CMM02 | CMMD015 | Econolite | Unknown | CFTMNTR | [7 empty] | Unknown | [35 empty] | Click 174
CMM03 | CMMD016 | Naztec Inc. | MMU 516 Series | CFTMNTR | [43 empty] | Click 650
CMM03 | CMMD017 | Naztec Inc. | MMU 516L Series | CFTMNTR | [43 empty] | Click 656
CMM03 | CMMD018 | Naztec Inc. | NM512 Series | CFTMNTR | [43 empty] | E-1100-SS
CMM03 | CMMD019 | Naztec Inc. | 500 Series | CFTMNTR | [43 empty] | E-1200 Series
CMM03 | CMMD020 | Naztec Inc. | Unknown | CFTMNTR | [43 empty] | E/2-1200 Series
CMM04 | CMMD021 | Peek | TS1-CMU | CFTMNTR | [43 empty] | Encore
CMM04 | CMMD022 | Peek | TS2-MMU | CFTMNTR | [43 empty] | G-200 Series
CMM04 | CMMD023 | Peek | Unknown | CFTMNTR | [43 empty] | G38
CMM05 | CMMD024 | Reno A&E | MMU-1600 Series | CFTMNTR | [43 empty] | GPS-FHSS
CMM05 | CMMD025 | Reno A&E | 2018 | CFTMNTR | [43 empty] | GS2
CMM05 | CMMD026 | Reno A&E | Unknown | CFTMNTR | [43 empty] | GT-200 Series
CMM06 | CMMD027 | Transyt Corporation/ Peek | 12 EL Series | CFTMNTR | [43 empty] | GridSmart Spectra 360
CMM06 | CMMD028 | Transyt Corporation/ Peek | 1200 | CFTMNTR | [43 empty] | L-1200 Series
CMM06 | CMMD029 | Transyt Corporation/ Peek | Unknown | CFTMNTR | [43 empty] | L-1201 Series
CMM07 | CMMD030 | Traffic Control Tech./Peek | LNM Series | CFTMNTR | [43 empty] | LM 604
CMM07 | CMMD031 | Traffic Control Tech./Peek | Unknown | CFTMNTR | [43 empty] | LM 622
CMM08 | CMMD032 | Unknown | Unknown | CFTMNTR | [43 empty] | LM222 Series
CMM01 | CMMD033 | Eberle Design Inc. (EDI) | 2018KCL | CFTMNTR | [43 empty] | LM301 Series
CMM04 | CMMD034 | Peek | 1200 | CFTMNTR | [43 empty] | LM622 Series
CMM04 | CMMD035 | Peek | 12EL | CFTMNTR | [43 empty] | LM662-E
CMM09 | CMMD036 | Trafficware | SERIES 500 | CFTMNTR | [43 empty] | LMD222 Series
CMM01 | CMMD037 | Eberle Design Inc. (EDI) | SSM-3E | CFTMNTR | [43 empty] | LMD224 Series
CMM09 | CMMD038 | Trafficware | 500 Series | CFTMNTR | [43 empty] | LMD301 Series
CMM09 | CMMD039 | Trafficware | MMU 516 Series | CFTMNTR | [43 empty] | LMD301T Series
CMM09 | CMMD040 | Trafficware | MMU 516L Series | CFTMNTR | [43 empty] | LMD602 Series
CMM09 | CMMD041 | Trafficware | NM512 Series | CFTMNTR | [43 empty] | LMD602T Series
CMM09 | CMMD042 | Trafficware | Unknown | CFTMNTR | [43 empty] | LMD604 Series
CMM04 | CMMD043 | Peek | Double Diamond | CFTMNTR | [43 empty] | LMD604T Series
TRM06 | TRMD018 | Struthers-Dunn | 21XBXPL | CFTMNTR | [43 empty] | LMD622 Series
CMM01 | CMMD044 | Eberle Design Inc. (EDI) | MMU2-16LEIP-E | CFTMNTR | [43 empty] | LMD622T Series
CUM06 | CUMD01 | Electrotechnics Corp. | NTC-17E | CLKUNIT | [43 empty] | LMD624 Series
CUM06 | CUMD03 | Electrotechnics Corp. | TimeSync1-GPS | CLKUNIT | [43 empty] | LMD624T Series
CUM06 | CUMD02 | Electrotechnics Corp. | TC-14 | CLKUNIT | [43 empty] | Opticom M-400 Series
CUM06 | CUMD04 | Electrotechnics Corp. | Unknown | CLKUNIT | [43 empty] | Opticom M-700 Series
CUM02 | CUMD20 | Peek | WP-7100 | CLKUNIT | [43 empty] | Opticom Model 1010
CUM07 | CUMD08 | Peek | TC-8100 | CLKUNIT | [43 empty] | Opticom Model 1012
CUM07 | CUMD07 | Peek | 1880E Component | CLKUNIT | [43 empty] | Opticom Model 762
CUM07 | CUMD09 | Peek | Unknown | CLKUNIT | [43 empty] | Opticom Model 764
CUM08 | CUMD05 | Naztec Inc. | 100 Series | CLKUNIT | [43 empty] | Oracle 2 Series
CUM08 | CUMD06 | Naztec Inc. | Unknown | CLKUNIT | [43 empty] | Oracle 2E Series
CUM09 | CUMD10 | RTC Manufacturing Inc. | AP21 | CLKUNIT | [43 empty] | PDC-242 Loop Card
CUM09 | CUMD11 | RTC Manufacturing Inc. | AP22 | CLKUNIT | [43 empty] | RTMS
CUM09 | CUMD12 | RTC Manufacturing Inc. | AP41 | CLKUNIT | [43 empty] | RTMS X3
CUM09 | CUMD13 | RTC Manufacturing Inc. | CPR-2102 | CLKUNIT | [43 empty] | Rackvision
CUM10 | CUMD15 | Unknown | Unknown | CLKUNIT | [43 empty] | Rackvision Pro2
CUM09 | CUMD14 | RTC Manufacturing Inc. | Unknown | CLKUNIT | [43 empty] | Rackvision Terra
FLSHM01 | FLSH001 | Eberle Design Inc. (EDI) | Model 204 | FLASHER | [43 empty] | S-1200 Series
FLSHM01 | FLSH002 | Eberle Design Inc. (EDI) | 810. | FLASHER | [43 empty] | S-1201 Series
FLSHM01 | FLSH003 | Eberle Design Inc. (EDI) | 810S | FLASHER | [43 empty] | Solo Pro
FLSHM01 | FLSH004 | Eberle Design Inc. (EDI) | 810-225 | FLASHER | [43 empty] | Solo Terra
FLSHM01 | FLSH005 | Eberle Design Inc. (EDI) | Unknown | FLASHER | [43 empty] | T-100 Series
FLSHM02 | FLSH006 | Econolite | 31065 G1 | FLASHER | [43 empty] | T-110 Series
FLSHM02 | FLSH007 | Econolite | Unknown | FLASHER | [43 empty] | T-210 Series
FLSHM03 | FLSH008 | Power Distr.&Control Inc.(PDC) | SSF-86-3 | FLASHER | [43 empty] | T-400 Series
FLSHM03 | FLSH009 | Power Distr.&Control Inc.(PDC) | SSF-87 | FLASHER | [43 empty] | TC-CK1-SBE INTERSECTOR
FLSHM03 | FLSH010 | Power Distr.&Control Inc.(PDC) | SSF-88 | FLASHER | [43 empty] | TC-CK1-SBE Series
FLSHM03 | FLSH011 | Power Distr.&Control Inc.(PDC) | Unknown | FLASHER | [43 empty] | TC26-B Series
FLSHM04 | FLSH012 | Reno A&E | FL-200 | FLASHER | [43 empty] | TMIB-AB
FLSHM04 | FLSH013 | Reno A&E | Unknown | FLASHER | [43 empty] | U-1200 Series
FLSHM05 | FLSH014 | Unknown | Unknown | FLASHER | [43 empty] | UniTrak
CUM16 | CUMD28 | EViEWS Safety Systems | TS-800 | GPSTS | [43 empty] | Unknown
LRM01 | LR001 | NTE Inc. | 10W218 | LDRES | [43 empty] | VDS240
LRM01 | LR002 | NTE Inc. | 10W222 | LDRES | [43 empty] | VIP3D.1s
LRM01 | LR003 | NTE Inc. | Unknown | LDRES | [43 empty] | VIP3D.2s
LRM02 | LR004 | RCD | PV Series | LDRES | [43 empty] | VU2F
LRM02 | LR005 | RCD | PVH Series | LDRES | [43 empty] | Vantage Edge 2 Series
LRM02 | LR006 | RCD | PWV Series | LDRES | [43 empty] | Vantage Edge Connect
LRM02 | LR007 | RCD | Unknown | LDRES | [43 empty] | VersiCam-SM Series
LRM03 | LR008 | Xicon | 15w | LDRES | [43 empty] | VideoTrak-900
LRM03 | LR009 | Xicon | Unknown | LDRES | [43 empty] | VideoTrak-905
LRM04 | LR010 | Unknown | Unknown | LDRES | [43 empty] | VideoTrak-910
LRM05 | LR011 | Vishay | RH025 | LDRES | [43 empty] | Y-200 Series
LSM01 | LSMD001 | Eberle Design Inc. (EDI) | Model 200 | LDSW
LSM01 | LSMD002 | Eberle Design Inc. (EDI) | 510. | LDSW
LSM01 | LSMD003 | Eberle Design Inc. (EDI) | 510-225 | LDSW
LSM01 | LSMD004 | Eberle Design Inc. (EDI) | Unknown | LDSW
LSM02 | LSMD005 | Econolite | 31095 G1 | LDSW
LSM02 | LSMD006 | Econolite | Unknown | LDSW
LSM03 | LSMD007 | Power Distr.&Control Inc.(PDC) | SSS-87 | LDSW
LSM03 | LSMD008 | Power Distr.&Control Inc.(PDC) | SSS-86-3 | LDSW
LSM03 | LSMD009 | Power Distr.&Control Inc.(PDC) | SSS-87 I/O | LDSW
LSM03 | LSMD010 | Power Distr.&Control Inc.(PDC) | Unknown | LDSW
LSM04 | LSMD011 | Reno A&E | LS-200 | LDSW
LSM04 | LSMD012 | Reno A&E | Unknown | LDSW
LSM05 | LSMD013 | Unknown | Unknown | LDSW
SGA01 | SAACM001 | Advanced Protection Technologies Inc. | SPDee S Series | SAACP
SGA01 | SAACM002 | Advanced Protection Technologies Inc. | TE(xx)XCS104XA Series | SAACP
SGA01 | SAACM003 | Advanced Protection Technologies Inc. | TE(xx)XDS(yy)4XA Series | SAACP
SGA01 | SAACM004 | Advanced Protection Technologies Inc. | ZoneDefender PRO Series | SAACP
SGA01 | SAACM005 | Advanced Protection Technologies Inc. | Unknown | SAACP
SGA02 | SAACM006 | Atl Scientific/Cooper Crouse-H | 41003TC | SAACP
SGA02 | SAACM007 | Atl Scientific/Cooper Crouse-H | MA15 | SAACP
SGA02 | SAACM008 | Atl Scientific/Cooper Crouse-H | MA30 | SAACP
SGA02 | SAACM009 | Atl Scientific/Cooper Crouse-H | ZoneDefender PRO Series | SAACP
SGA02 | SAACM010 | Atl Scientific/Cooper Crouse-H | ZoneDefender Series | SAACP
SGA02 | SAACM011 | Atl Scientific/Cooper Crouse-H | ZoneGuardian Series | SAACP
SGA02 | SAACM012 | Atl Scientific/Cooper Crouse-H | ZoneMaster Series | SAACP
SGA02 | SAACM013 | Atl Scientific/Cooper Crouse-H | Unknown | SAACP
SGA03 | SAACM014 | Emerson Network Power | ACP-340 | SAACP
SGA03 | SAACM015 | Emerson Network Power | SHA 4803 | SAACP
SGA03 | SAACM016 | Emerson Network Power | SHA-1210 | SAACP
SGA03 | SAACM017 | Emerson Network Power | SHP 300-10 | SAACP
SGA03 | SAACM018 | Emerson Network Power | SPA-100 | SAACP
SGA03 | SAACM019 | Emerson Network Power | Unknown | SAACP
SGA04 | SAACM020 | HESCO/RLS | HE1700 | SAACP
SGA04 | SAACM021 | HESCO/RLS | HE1800 | SAACP
SGA04 | SAACM022 | HESCO/RLS | HE300 | SAACP
SGA04 | SAACM023 | HESCO/RLS | HE300-15 | SAACP
SGA04 | SAACM024 | HESCO/RLS | HE500S | SAACP
SGA04 | SAACM025 | HESCO/RLS | Unknown | SAACP
SGA05 | SAACM026 | Peek | V150HE150 | SAACP
SGA05 | SAACM027 | Peek | Unknown | SAACP
SGA03 | SAACM028 | Emerson Network Power | EDCO SHA-1230FS-T | SAACP
SGA09 | SAC001 | Atl. Scientific/Cooper Crouse-H | ZoneBarrier Series | SAC
SGA09 | SAC002 | Atl. Scientific/Cooper Crouse-H | Unknown | SAC
SGA10 | SAC003 | HESCO/RLS | HE75CX Series | SAC
SGA10 | SAC004 | HESCO/RLS | Unknown | SAC
SGA11 | SAC005 | Peek | VTIQ_CIP Series | SAC
SGA11 | SAC006 | Peek | Unknown | SAC
SGA06 | SAD001 | Atl. Scientific/Cooper Crouse-H | ZoneBarrier Series | SAD
SGA06 | SAD002 | Atl. Scientific/Cooper Crouse-H | Unknown | SAD
SGA07 | SAD003 | Emerson Network Power | SRA64C Series | SAD
SGA07 | SAD004 | Emerson Network Power | Unknown | SAD
SGA08 | SAD005 | HESCO/RLS | HE642C | SAD
SGA08 | SAD006 | HESCO/RLS | Unknown | SAD
SGA16 | SAUNK001 | Advanced Protection Technologies Inc. | Unknown | SAUNK
SGA17 | SAUNK002 | Arris Technologies Inc. | Unknown | SAUNK
SGA18 | SAUNK003 | Atl. Scientific/Cooper Crouse-H | Unknown | SAUNK
SGA19 | SAUNK004 | Emerson Network Power | Unknown | SAUNK
SGA20 | SAUNK005 | HESCO/RLS | Unknown | SAUNK
SGA21 | SAUNK006 | Naztec Inc. | Unknown | SAUNK
SGA22 | SAUNK007 | Peek | Unknown | SAUNK
SGA23 | SAUNK008 | Unknown | Unknown | SAUNK
SGA12 | SAVP001 | Arris Technologies Inc. | AR-916 | SAVP
SGA12 | SAVP002 | Arris Technologies Inc. | Unknown | SAVP
SGA13 | SAVP003 | Emerson Network Power | PC642 | SAVP
SGA13 | SAVP004 | Emerson Network Power | SRA 16C-1 | SAVP
SGA13 | SAVP005 | Emerson Network Power | SRA-6LC Series | SAVP
SGA13 | SAVP006 | Emerson Network Power | Unknown | SAVP
SGA14 | SAVP007 | HESCO/RLS | HE6LC Series | SAVP
SGA14 | SAVP008 | HESCO/RLS | VLP Series | SAVP
SGA14 | SAVP009 | HESCO/RLS | Unknown | SAVP
SGA15 | SAVP010 | Naztec Inc. | SRA-6LC | SAVP
SGA15 | SAVP011 | Naztec Inc. | SRA-6LCP | SAVP
SGA15 | SAVP012 | Naztec Inc. | Unknown | SAVP
SGA13 | SAVP013 | Emerson Network Power | EDCO SRA6LCA | SAVP
SM042 | SMD106 | Image Sensing Systems | Interface Card | SDTMDCHA
SM043 | SMD107 | 3M | 170 Loop Card | SDTMDCHA
SM007 | SMD114 | Econolite | AutoScope Encore | SDTMDCHA
SM047 | SMD119 | Iteris | VANTAGE EDGE2-2N | SDTMDCHA
SM017 | SMD046 | Iteris | TC-CK1-SBE INTERSECTOR | SDTMDCHA
SM047 | SMD120 | Iteris | VANTAGE EDGE2-1N | SDTMDCHA
SM047 | SMD121 | Iteris | VANTAGE EDGE 2-4N | SDTMDCHA
SCM01 | SCMD001 | Iteris Inc. | VRack Series | SDTMDCHA
SCM01 | SCMD002 | Iteris Inc. | Unknown | SDTMDCHA
SCM02 | SCMD003 | Peek Traffic | VideoTrak-IQ Rack | SDTMDCHA
SCM02 | SCMD004 | Peek Traffic | Unknown | SDTMDCHA
SCM03 | SCMD005 | Reno A&E | M Series | SDTMDCHA
SCM03 | SCMD006 | Reno A&E | M-6D Series | SDTMDCHA
SCM03 | SCMD007 | Reno A&E | M-12C Series | SDTMDCHA
SCM03 | SCMD008 | Reno A&E | M-12D Series | SDTMDCHA
SCM03 | SCMD009 | Reno A&E | Unknown | SDTMDCHA
SCM04 | SCMD010 | Unknown | Unknown | SDTMDCHA
SCM06 | SCMD011 | Trafficware | BIU 9 | SDTMDCHA
SCM06 | SCMD012 | Trafficware | BIU 10 | SDTMDCHA
SM011 | SMD124 | Global Traffic Technologies | 752 | SSDETMOD | Optical Sensor | OS
SM011 | SMD125 | Global Traffic Technologies | 754 | SSDETMOD | Optical Sensor | OS
SM040 | SMD028 | EMTRAC Systems | GPS-FHSS | SSDETMOD | Optical Sensor | OS
SM011 | SMD030 | Global Traffic Technologies | Opticom M-400 Series | SSDETMOD | Optical Sensor | OS
SM011 | SMD031 | Global Traffic Technologies | Opticom M-700 Series | SSDETMOD | Optical Sensor | OS
SM011 | SMD032 | Global Traffic Technologies | Opticom Model 1010 | SSDETMOD | Optical Sensor | OS
SM011 | SMD033 | Global Traffic Technologies | Opticom Model 1012 | SSDETMOD | Optical Sensor | OS
SM011 | SMD034 | Global Traffic Technologies | Opticom Model 762 | SSDETMOD | Optical Sensor | OS
SM011 | SMD035 | Global Traffic Technologies | Opticom Model 764 | SSDETMOD | Optical Sensor | OS
SM033 | SMD099 | Unknown | Unknown | SSDETMOD | Optical Sensor | OS
SM047 | SMD121 | Iteris | VANTAGE EDGE 2-4N | SSDETMOD | Optical Sensor | OS
SM047 | SMD120 | Iteris | VANTAGE EDGE2-1N | SSDETMOD | Optical Sensor | OS
SM047 | SMD119 | Iteris | VANTAGE EDGE2-2N | SSDETMOD | Optical Sensor | OS
SM043 | SMD107 | 3M | 170 Loop Card | SSDETMOD | Pavement Sensor | PS
SM045 | SMD110 | Sarasota | 222 ED1 | SSDETMOD | Pavement Sensor | PS
SM024 | SMD056 | Peek | 222 Series | SSDETMOD | Pavement Sensor | PS
SM027 | SMD074 | Reno A&E | 222 Series | SSDETMOD | Pavement Sensor | PS
SM044 | SMD108 | Detector Systems | 222D LOOP CARD | SSDETMOD | Pavement Sensor | PS
SM045 | SMD111 | Sarasota | 224 GP5 | SSDETMOD | Pavement Sensor | PS
SM024 | SMD057 | Peek | 224 Series | SSDETMOD | Pavement Sensor | PS
SM024 | SMD058 | Peek | 262 Series | SSDETMOD | Pavement Sensor | PS
SM024 | SMD059 | Peek | 3DLD Series | SSDETMOD | Pavement Sensor | PS
SM024 | SMD060 | Peek | 535 Series | SSDETMOD | Pavement Sensor | PS
SM045 | SMD126 | Sarasota | 535B | SSDETMOD | Pavement Sensor | PS
SM045 | SMD127 | Sarasota | 535T | SSDETMOD | Pavement Sensor | PS
SM024 | SMD061 | Peek | 536 Series | SSDETMOD | Pavement Sensor | PS
SM024 | SMD062 | Peek | 537 Series | SSDETMOD | Pavement Sensor | PS
SM020 | SMD048 | Naztec Inc. | 710-Tx/I | SSDETMOD | Pavement Sensor | PS
SM050 | SMD129 | Trafficware | 710-Tx/I | SSDETMOD | Pavement Sensor | PS
SM050 | SMD130 | Trafficware | 722 TXC | SSDETMOD | Pavement Sensor | PS
SM020 | SMD049 | Naztec Inc. | 722 TXC | SSDETMOD | Pavement Sensor | PS
SM020 | SMD051 | Naztec Inc. | 722-Tx/I | SSDETMOD | Pavement Sensor | PS
SM050 | SMD131 | Trafficware | 722-Tx/I | SSDETMOD | Pavement Sensor | PS
SM020 | SMD050 | Naztec Inc. | 722L | SSDETMOD | Pavement Sensor | PS
SM050 | SMD132 | Trafficware | 722L | SSDETMOD | Pavement Sensor | PS
SM050 | SMD133 | Trafficware | 724L | SSDETMOD | Pavement Sensor | PS
SM020 | SMD052 | Naztec Inc. | 724L | SSDETMOD | Pavement Sensor | PS
SM024 | SMD063 | Peek | 821 Series | SSDETMOD | Pavement Sensor | PS
SM024 | SMD064 | Peek | 823 Series | SSDETMOD | Pavement Sensor | PS
SM010 | SMD036 | Global Traffic Technologies | 900 Series | SSDETMOD | Pavement Sensor | PS
SM024 | SMD065 | Peek | 910 Series | SSDETMOD | Pavement Sensor | PS
SM024 | SMD066 | Peek | 913 Series | SSDETMOD | Pavement Sensor | PS
SM024 | SMD067 | Peek | 921 Series | SSDETMOD | Pavement Sensor | PS
SM024 | SMD068 | Peek | 940 Series | SSDETMOD | Pavement Sensor | PS
SM027 | SMD075 | Reno A&E | C-1100 Series | SSDETMOD | Pavement Sensor | PS
SM027 | SMD076 | Reno A&E | C-1200 Series | SSDETMOD | Pavement Sensor | PS
SM027 | SMD077 | Reno A&E | C-1201 Series | SSDETMOD | Pavement Sensor | PS
SM010 | SMD135 | Global Traffic Technologies | Canoga 942 | SSDETMOD | Pavement Sensor | PS
SM010 | SMD136 | Global Traffic Technologies | Canoga 944 | SSDETMOD | Pavement Sensor | PS
SM027 | SMD079 | Reno A&E | E-1100-SS | SSDETMOD | Pavement Sensor | PS
SM027 | SMD080 | Reno A&E | E-1200 Series | SSDETMOD | Pavement Sensor | PS
SM027 | SMD078 | Reno A&E | E/2-1200 Series | SSDETMOD | Pavement Sensor | PS
SM027 | SMD081 | Reno A&E | G-200 Series | SSDETMOD | Pavement Sensor | PS
SM027 | SMD134 | Reno A&E | G38 | SSDETMOD | Pavement Sensor | PS
SM027 | SMD082 | Reno A&E | GT-200 Series | SSDETMOD | Pavement Sensor | PS
SM042 | SMD106 | Image Sensing Systems | Interface Card | SSDETMOD | Pavement Sensor | PS
SM027 | SMD083 | Reno A&E | L-1200 Series | SSDETMOD | Pavement Sensor | PS
SM027 | SMD084 | Reno A&E | L-1201 Series | SSDETMOD | Pavement Sensor | PS
SM045 | SMD112 | Sarasota | LM 604 | SSDETMOD | Pavement Sensor | PS
SM045 | SMD113 | Sarasota | LM 622 | SSDETMOD | Pavement Sensor | PS
SM005 | SMD010 | Eberle Design Inc. (EDI) | LM222 Series | SSDETMOD | Pavement Sensor | PS
SM005 | SMD011 | Eberle Design Inc. (EDI) | LM301 Series | SSDETMOD | Pavement Sensor | PS
SM005 | SMD012 | Eberle Design Inc. (EDI) | LM622 Series | SSDETMOD | Pavement Sensor | PS
SM008 | SMD109 | Econolite | LM622-E | SSDETMOD | Pavement Sensor | PS
SM005 | SMD013 | Eberle Design Inc. (EDI) | LMD222 Series | SSDETMOD | Pavement Sensor | PS
SM005 | SMD014 | Eberle Design Inc. (EDI) | LMD224 Series | SSDETMOD | Pavement Sensor | PS
SM005 | SMD015 | Eberle Design Inc. (EDI) | LMD301 Series | SSDETMOD | Pavement Sensor | PS
SM005 | SMD016 | Eberle Design Inc. (EDI) | LMD301T Series | SSDETMOD | Pavement Sensor | PS
SM005 | SMD017 | Eberle Design Inc. (EDI) | LMD602 Series | SSDETMOD | Pavement Sensor | PS
SM005 | SMD018 | Eberle Design Inc. (EDI) | LMD602T Series | SSDETMOD | Pavement Sensor | PS
SM005 | SMD019 | Eberle Design Inc. (EDI) | LMD604 Series | SSDETMOD | Pavement Sensor | PS
SM005 | SMD020 | Eberle Design Inc. (EDI) | LMD604T Series | SSDETMOD | Pavement Sensor | PS
SM005 | SMD021 | Eberle Design Inc. (EDI) | LMD622 Series | SSDETMOD | Pavement Sensor | PS
SM005 | SMD022 | Eberle Design Inc. (EDI) | LMD622T Series | SSDETMOD | Pavement Sensor | PS
SM005 | SMD023 | Eberle Design Inc. (EDI) | LMD624 Series | SSDETMOD | Pavement Sensor | PS
SM005 | SMD024 | Eberle Design Inc. (EDI) | LMD624T Series | SSDETMOD | Pavement Sensor | PS
SM005 | SMD025 | Eberle Design Inc. (EDI) | Oracle 2 Series | SSDETMOD | Pavement Sensor | PS
SM005 | SMD026 | Eberle Design Inc. (EDI) | Oracle 2E Series | SSDETMOD | Pavement Sensor | PS
SM046 | SMD118 | Western Pacific Signal | PDC-242 Loop Card | SSDETMOD | Pavement Sensor | PS
SM027 | SMD085 | Reno A&E | S-1200 Series | SSDETMOD | Pavement Sensor | PS
SM027 | SMD086 | Reno A&E | S-1201 Series | SSDETMOD | Pavement Sensor | PS
SM027 | SMD087 | Reno A&E | T-100 Series | SSDETMOD | Pavement Sensor | PS
SM027 | SMD088 | Reno A&E | T-110 Series | SSDETMOD | Pavement Sensor | PS
SM027 | SMD089 | Reno A&E | T-210 Series | SSDETMOD | Pavement Sensor | PS
SM027 | SMD090 | Reno A&E | T-400 Series | SSDETMOD | Pavement Sensor | PS
SM027 | SMD091 | Reno A&E | U-1200 Series | SSDETMOD | Pavement Sensor | PS
SM005 | SMD027 | Eberle Design Inc. (EDI) | Unknown | SSDETMOD | Pavement Sensor | PS
SM034 | SMD100 | Unknown | Unknown | SSDETMOD | Pavement Sensor | PS
SM029 | SMD094 | Sensys Networks Inc. | VDS240 | SSDETMOD | Pavement Sensor | PS
SM027 | SMD092 | Reno A&E | Y-200 Series | SSDETMOD | Pavement Sensor | PS
SM021 | SMD053 | Naztec Inc. | Accuwave 150-LX | SSDETMOD | Radar Sensor | RS
SM038 | SMD104 | Wavetronix | Click 112 | SSDETMOD | Radar Sensor | RS
SM038 | SMD115 | Wavetronix | Click 114 | SSDETMOD | Radar Sensor | RS
SM038 | SMD116 | Wavetronix | Click 172 | SSDETMOD | Radar Sensor | RS
SM038 | SMD117 | Wavetronix | Click 174 | SSDETMOD | Radar Sensor | RS
SM013 | SMD038 | Image Sensing Systems | RTMS | SSDETMOD | Radar Sensor | RS
SM013 | SMD039 | Image Sensing Systems | RTMS X3 | SSDETMOD | Radar Sensor | RS
SM017 | SMD046 | MS Sedco | TC-CK1-SBE INTERSECTOR | SSDETMOD | Radar Sensor | RS
SM017 | SMD045 | MS Sedco | TC26-B Series | SSDETMOD | Radar Sensor | RS
SM051 | SMD137 | smartmicro | TMIB-AB | SSDETMOD | Radar Sensor | RS
SM035 | SMD101 | Unknown | Unknown | SSDETMOD | Radar Sensor | RS
SM002 | SMD001 | Aldis Inc. | Unknown | SSDETMOD | Unknown | UNK
SM004 | SMD003 | Autoscope | Unknown | SSDETMOD | Unknown | UNK
SM041 | SMD029 | EMTRAC Systems | Unknown | SSDETMOD | Unknown | UNK
SM012 | SMD037 | Global Traffic Technologies | Unknown | SSDETMOD | Unknown | UNK
SM014 | SMD040 | Image Sensing Systems | Unknown | SSDETMOD | Unknown | UNK
SM016 | SMD041 | Iteris Inc. | Unknown | SSDETMOD | Unknown | UNK
SM018 | SMD047 | MS Sedco | Unknown | SSDETMOD | Unknown | UNK
SM022 | SMD054 | Naztec Inc. | Unknown | SSDETMOD | Unknown | UNK
SM025 | SMD069 | Peek | Unknown | SSDETMOD | Unknown | UNK
SM028 | SMD093 | Reno A&E | Unknown | SSDETMOD | Unknown | UNK
SM030 | SMD095 | Sensys Networks Inc. | Unknown | SSDETMOD | Unknown | UNK
SM031 | SMD096 | Traficon USA | Unknown | SSDETMOD | Unknown | UNK
SM036 | SMD102 | Unknown | Unknown | SSDETMOD | Unknown | UNK
SM039 | SMD105 | Wavetronix | Unknown | SSDETMOD | Unknown | UNK
SM007 | SMD114 | Econolite | AutoScope Encore | SSDETMOD | Video Sensor | VS
SM003 | SMD004 | Autoscope | Encore | SSDETMOD | Video Sensor | VS
SM049 | SMD128 | GRIDSMART | GS2 | SSDETMOD | Video Sensor | VS
SM001 | SMD002 | Aldis Inc. | GridSmart Spectra 360 | SSDETMOD | Video Sensor | VS
SM003 | SMD005 | Autoscope | Rackvision | SSDETMOD | Video Sensor | VS
SM003 | SMD006 | Autoscope | Rackvision Pro2 | SSDETMOD | Video Sensor | VS
SM003 | SMD007 | Autoscope | Rackvision Terra | SSDETMOD | Video Sensor | VS
SM003 | SMD008 | Autoscope | Solo Pro | SSDETMOD | Video Sensor | VS
SM003 | SMD009 | Autoscope | Solo Terra | SSDETMOD | Video Sensor | VS
SM026 | SMD070 | Peek | UniTrak | SSDETMOD | Video Sensor | VS
SM037 | SMD103 | Unknown | Unknown | SSDETMOD | Video Sensor | VS
SM032 | SMD097 | Traficon USA | VIP3D.1s | SSDETMOD | Video Sensor | VS
SM032 | SMD098 | Traficon USA | VIP3D.2s | SSDETMOD | Video Sensor | VS
SM023 | SMD055 | Naztec Inc. | VU2F | SSDETMOD | Video Sensor | VS
SM015 | SMD042 | Iteris Inc. | Vantage Edge 2 Series | SSDETMOD | Video Sensor | VS
SM015 | SMD043 | Iteris Inc. | Vantage Edge Connect | SSDETMOD | Video Sensor | VS
SM015 | SMD044 | Iteris Inc. | VersiCam-SM Series | SSDETMOD | Video Sensor | VS
SM026 | SMD071 | Peek | VideoTrak-900 | SSDETMOD | Video Sensor | VS
SM026 | SMD072 | Peek | VideoTrak-905 | SSDETMOD | Video Sensor | VS
SM026 | SMD073 | Peek | VideoTrak-910 | SSDETMOD | Video Sensor | VS
TRM01 | TRMD001 | Deltrol Controls | 295 Series | TRFRLY
TRM01 | TRMD002 | Deltrol Controls | 900 Series | TRFRLY
TRM01 | TRMD003 | Deltrol Controls | Unknown | TRFRLY
TRM02 | TRMD006 | Midtex | 136-62T-3A1 | TRFRLY
TRM02 | TRMD007 | Midtex | Unknown | TRFRLY
TRM03 | TRMD008 | Power Distribution & Control Inc. | FTR 91 | TRFRLY
TRM03 | TRMD009 | Power Distribution & Control Inc. | Unknown | TRFRLY
TRM04 | TRMD004 | Econolite | 136 4992 | TRFRLY
TRM04 | TRMD005 | Econolite | Unknown | TRFRLY
TRM05 | TRMD010 | Reno A&E | FTR 91 | TRFRLY
TRM05 | TRMD011 | Reno A&E | Unknown | TRFRLY
TRM06 | TRMD012 | Struthers-Dunn | 21ACPX-2/21XBXP | TRFRLY
TRM06 | TRMD013 | Struthers-Dunn | 136-62T3A1 | TRFRLY
TRM06 | TRMD014 | Struthers-Dunn | 136 Series | TRFRLY
TRM06 | TRMD015 | Struthers-Dunn | 418 Series | TRFRLY
TRM06 | TRMD016 | Struthers-Dunn | Unknown | TRFRLY
TRM07 | TRMD017 | Unknown | Unknown | TRFRLY
LSM03 | LSMD14 | Power Distr.&Control Inc.(PDC) | SSS-88 | LDSW
TRM06 | TRMD018 | Struthers-Dunn | 21XBXPL | TRFRLY
BIUM10 | BIU015 | Iteris | VANTAGE TS2IM | BUSINTF

## SIGNAL_CTRL_DEV_SUBTYPE (hidden)
SIGNAL_CONTROL_TYPE_CD | SIGNAL_CONTROL_TYPE_DESC
BUSINTF | Bus Interface
CFTMNTR | Conflict Monitor/MMU
CLKUNIT | Clock Unit
FLASHER | Flasher
LDRES | Load Resistor
LDSW | Load Switch
TRFRLY | Transfer Relay
SAACP | Surge Arrestor - AC Power
SAD | Surge Arrestor - Data
SAC | Surge Arrestor - Coaxial
SAVP | Surge Arrestor - Vehicle Loop
SAUNK | Surge Arrestor - Unknown
SDTMDCHA | Sensor/Detector Module Chassis
SSDETMOD | Sensor/Detector Module
TIMESW | Time Switch
TIMESW01 | Time Switch Type 1
TIMESW02 | Time Switch Type 2
TIMESW03 | Time Switch Type 3
MMU | Malfunction Management Unit

## SIGNAL_USAGE (hidden)
SIGNAL_USAGE_CD | SIGNAL_USAGE_DESC
ITSEC | Traffic Signal
RAMP | Ramp Signal
XWALK | Crosswalk Signal
FIRESTA | Emergency Fire Dept. Signal
PFB | Pedestrian Flashing Beacon
DRAWB | Drawbridge
ICB | Intersection Control Beacon

## SIGN_TYPE (hidden)
SIGN_TYPE_CD | SIGN_TYPE_DESC
HIGHLGHT | Highlighted
STATIC | Static

## SIGN_TEXT (hidden)
SIGN_TYPE_CD | SIGN_TYPE_DESC
CHEVRON | Chevron
CROSSING | Crossing
DRAWBRID | Drawbridge
FIRESTAT | Fire Station
FOG | Fog / Smoke
HIDDEN | Hidden
HWYADVIS | Highway Advisory Radio
LOWBRG | Low Bridge
MERGE | Merge
ONEWAY | One Way
PEDBIKE | Pedestrian / Bike Crossing
RAILROAD | Railroad Crossing
SCHLZONE | School Zone
STOP | Stop
STOPAHEA | Stop Ahead
TRUCKROL | Truck Rollover
WRONGWAY | Wrong Way
FLASHBEA | Flashing Beacon

## SIGN_BEACON_TYPE (hidden)
SIGN_BEACON_TYPE_CD | SIGN_BEACON_TYPE_DESC
SB0001 | SIGN BEACON TYPE1
SB0002 | SIGN BEACON TYPE2

## SOLAR_PANEL_SIZE (hidden)
SOLAR_PANEL_SIZE_CD | SOLAR_PANEL_SIZE_DESC
SPSZ19 | 7.5" x 12"
SPSZ01 | 14" x 31"
SPSZ02 | 20" x 17"
SPSZ03 | 21" x 26"
SPSZ04 | 21" x 33"
SPSZ06 | 21" x 48"
SPSZ07 | 25" x 26"
SPSZ20 | 26" x 40"
SPSZ08 | 26" x 59"
SPSZ09 | 27" x 31"
SPSZ10 | 27" x 59"
SPSZ11 | 27" x 60"
SPSZ12 | 31" x 60"
SPSZ13 | 35" x 70"
SPSZ14 | 38" x 65"
SPSZ15 | 39" x 65"
SPSZ16 | Unknown
SPSZ17 | 36" x 36"

## SOLAR_PWR_RATING (hidden)
SOLAR_PWR_RATING_CD | SOLAR_PWR_RATING_DESC
SPR01 | 12 VDC
SPR02 | 24 VDC

## SPEED_DETECTOR_TYPE (hidden)
SPEED_DETECTOR_TYPE_CD | SPEED_DETECTOR_TYPE_DESC
RADAR | Radar Sensor
VIDEO | Video Sensor
PVMT | Pavement Sensor

## SRV_TYPE (hidden)
SRV_TYPE_CD | SRV_TYPE_DESC
AER | Aerial
UG | Underground

## STATION_CLASS (hidden)
STATION_CLASS_CD | STATION_CLASS_DESC
UNK | Unknown
FXO | FXO
FB | FB
FX1 | FX1
FB2 | FB2
FBT | FBT
LR | LR

## SUPORT_STRUCTURE_TYPE (hidden)
STRUCTURE_TYPE_CD | STRUCTURE_TYPE_DESC | STRUCTURE_TYPE_DESC
2PSGNSTR | 2-Post Sign Structure | 2-Post Sign Structure
BFLY | Butterfly | Butterfly
CANT | Cantilever | Cantilever
MASTDOUB | Mast Arm - Double Arm | Mast Arm - Double Arm
MASTSING | Mast Arm - Single Arm | Mast Arm - Single Arm
OS | Overhead Span | Overhead Span
PEDPOLE | Pedestrian Pole | Pedestrian Pole
POLE | Pole | Pole
UTILPOLE | Utility Pole | Utility Pole

## STRUCTURE_OWNER (hidden)
STRUCTURE_OWNER_CD | STRUCTURE_OWNER_DESC
FDOT | FDOT
AUTH | Authority
CITY | City
CTY | County
FHP | FHP
UTLC | Utility Company
WIRLS | Wireless Provider

## SURGE_ARRESTOR_TYPE (hidden)
SURGE_ARRESTOR_TYPE_CD | SURGE_ARRESTOR_TYPE_DESC
SAT01 | AC Power
SAT02 | Data
SAT03 | Coaxial
SAT04 | Vehicle Loop
SAT05 | Unknown

## TOWER_CONDITION (hidden)
TOWER_CONDITION_CD | TOWER_CONDITION_DESC
Good | Good
Fair | Fair
Poor | Poor
Excel | Excellent
Scrap | Scrap

## TOWER_FINISH (hidden)
TOWER_FINISH_CD | TOWER_FINISH_DESC
GALZ | Galvanized
PAINT | Painted

## TOWER_MANUF (hidden)
TOWER_MANUF_CD | TOWER_MANUF_DESC
CNTTWR | Central Tower
LEBLANC | Leblanc
ANDREW | Andrew
ROHN | Rohn
PIROD | Pirod
UNKTOW | Unknown
SABRE | Sabre Industries
GRASIS | GRASIS

## TOWER_TYPE (hidden)
TOWER_TYPE_CD | TOWER_TYPE_DESC
SELFSPT | Self-Support
GUY | Guyed
MONO | Mono Pole
CRNKUP | Crank-Up

## TRANS_SWITCH_TYPE (hidden)
TRANS_SWITCH_CD | TRANS_SWITCH_DESC
AUTO | Automatic
MANUL | Manual

## TRIGGER_MANUF (hidden)
TRIGGER_MANUF_CD | TRIGGER_MANUF_DESC
UNK | Unknown

## TRIGGER_MODEL (hidden)
TRIGGER_MODEL_CD | TRIGGER_MANUF_CD | TRIGGER_MANUF_DESC | TRIGGER_MODEL_DESC
TM001 | UNK | Unknown | Unknown

## TRIGGER_TYPE (hidden)
TRIGGER_TYPE_CD | TRIGGER_TYPE_DESC
BRAWY | Break-Away

## UTILITY_COMPANY_NAME (hidden)
UTILITY_COMPANY_NAME_CD | UTILITY_COMPANY_NAME_DESC
ICN03 | AT&T
ICN02 | Alabama Electric Cooperative
ICN90 | Beaches Energy Services
ICN04 | BellSouth Telecommunications
ICN05 | Bushnell Electric Utilities
ICN06 | Central Florida Electric Cooperative
ICN07 | CenturyLink Communications
ICN08 | Choctawhatchee Electric Cooperative
ICN09 | City of Alachua
ICN10 | City of Bartow
ICN11 | City of Blountstown
ICN12 | City of Chattahoochee
ICN13 | City of Clewiston
ICN14 | City of Fort Meade
ICN15 | City of Green Cove Springs
ICN16 | City of Homestead
ICN17 | City of Jacksonville Beach
ICN18 | City of Lakeland
ICN19 | City of Leesburg
ICN20 | City of Moore Haven
ICN21 | City of Mount Dora
ICN22 | City of Newberry
ICN23 | City of Quincy
ICN24 | City of St Cloud
ICN25 | City of Starke
ICN26 | City of Tallahassee
ICN27 | City of Vero Beach
ICN28 | City of Wauchula
ICN29 | City of Williston
ICN30 | City of Winter Park
ICN31 | Clay Electric Cooperative
ICN32 | Comcast
ICN87 | Duke Energy
ICN33 | Electric cooperatives
ICN34 | Escambia River Electric Cooperative
ICN35 | FairPoint Communications
ICN36 | Florida Keys Electric Cooperative
ICN37 | Florida Municipal Power Agency
ICN01 | Florida Power & Light Company
ICN85 | Florida Public Utilities
ICN38 | Florida Public Utility Co Palm Beach
ICN39 | Floridas Public Power Utilities
ICN40 | Fort Pierce Utilities Authorities
ICN41 | Frontier Communications of the South
ICN42 | Gainesville Regional Utilities
ICN43 | Glades Electric Cooperative
ICN44 | Gulf Coast Electric Cooperative
ICN45 | Gulf Power
ICN46 | Homestead Electric Utilities
ICN47 | ITS Telecommunications Systems
ICN48 | JEA
ICN84 | Keys Energy Services
ICN49 | Kissimmee Utility Authority
ICN50 | Lake Worth Utilities
ICN51 | Lake Worth Utilities Authorities
ICN88 | Lakeland Electric
ICN52 | Lee County Electric Cooperative
ICN53 | NEFCOM
ICN54 | NEXTEL
ICN55 | Northeast Florida Telephone Company
ICN56 | Ocala Electric Utility
ICN57 | Okefenoke Electric Cooperative
ICN58 | Orlando Telephone Company
ICN59 | Orlando Utilities Commission
ICN60 | Peace River Electric Cooperative
ICN61 | Peoples Telephone Company
ICN62 | PowerSouth Energy Cooperative
ICN63 | Progress Energy Florida
ICN64 | Reedy Creek Utilities
ICN65 | Seminole Electric Cooperative
ICN66 | Smart City Telecom
ICN67 | Southwest Telephone Company
ICN68 | Sprint PCS
ICN69 | Sumter Electric Cooperative
ICN70 | Suwannee Valley Electric Cooperative
ICN76 | T-Mobile
ICN74 | TDS Telecom/Quincy Telephone
ICN75 | TECO
ICN71 | Tallahassee Electric Utilities
ICN86 | Talquin Electric
ICN72 | Talquin Electric Cooperative
ICN73 | Tampa Electric
ICN77 | Town of Havana
ICN78 | Tri-County Electric Cooperative
ICN79 | Utilities Commission of New Smyrna Beach
ICN80 | Verizon Florida
ICN81 | West Florida Electric Cooperative
ICN82 | Windstream Florida
ICN83 | Withlacoochee Electric Cooperative
ICN89 | Withlacoochee River Electric Cooperative

## VDS_INSTALL_TYPE (hidden)
VDS_INSTALL_TYPE_CD | VDS_INSTALL_TYPE_DESC
BM | Bridge Mount
CSM | Cantilever Structure Mount
IP | In-Pavement
OSM | Overhead Structure Mount
PM | Pole Mount
UP | Under-Pavement
WM | Wall Mount

## VDS_TYPE (hidden)
VDS_TYPE_CD | VDS_TYPE_DESC
RADAR | LIDAR
VIDEO | Pavement Sensor
PVMT | Radar Sensor
TTMS | TTMS - Telemetered Traffic Monitoring Site
LIDAR | Video Sensor

## VIDEO_CABLE_TYPE (hidden)
VIDEO_CABLE_TYPE_ID | VIDEO_CABLE_TYPE_DESC
VCAB01 | Coax - RG-59
VCAB02 | Coax - RG-59/U
VCAB03 | Coax - RG-6/U
VCAB04 | Component Video
VCAB05 | Composite Video
VCAB06 | DVI
VCAB07 | HDMI
VCAB08 | RGB
VCAB09 | RGBHV
VCAB10 | S-Video
VCAB11 | VGA

## WIRE_CENTER (hidden)
WIRE_CENTER_ID | WIRE_CENTER_DESC | DISTRICT_ID
4 | Ft. Lauderdale RTMC | 4
15 | Ft. Myers RTMC | 1
11 | Jacksonville RTMC | 2
12 | MDX RTMC | MDX
6 | Miami RTMC | 6
10 | Orlando RTMC | 5
14 | Pensacola RTMC | 3
2 | Pinellas County TCC | Pinellas
7 | Pompano Beach TMC | 8
8 | Statewide ITS Telecommunication | Central Office
9 | Tampa RTMC | 7
17 | Turkey Lake RTMC | 8
13 | West Palm Beach RTMC | 4
16 | Manatee County RTMC
18 | Broward County TMC
49 | City of Tallahassee

## WWVDS_TYPE (hidden)
WWVDS_TYPE_CD | WWVDS_TYPE_DESC
WWD01 | Primary
WWD02 | Secondary
WWD03 | N/A

## WWVDS_USAGE (hidden)
SENSOR_USAGE_CD | SENSOR_USAGE_DESC
WWVDS | Wrong Way Vehicle Detection System
SIGNAL | Signal

## YES_NO (hidden)
YES_NO_CD | YES_NO_DESC
0 | No
1 | Yes